## Conversion
Life cycle footprint
|  | average |  |  |  | min | Q1 | Q2 | Q3 | max
Dedicated biomass | Biomass | 58000 | ha/TWh/year | 0.19668 | W/m2
Wind (spacing) | Wind+ | 12000 | ha/TWh/year | 0.95064 | W/m2
Solar panels | Solar PV | 2000 | ha/TWh/year | 5.7039 | W/m2
Natural gas (spacing) | NG+ | 1900 | ha/TWh/year | 6.0041 | W/m2
Solar concentrator | Solar CSP | 1300 | ha/TWh/year | 8.7752 | W/m2
Coal | Coal | 1000 | ha/TWh/year | 11.4077 | W/m2
Hydro | Hydro | 650 | ha/TWh/year | 17.5503 | W/m2
Natural gas (footprint) | NG- | 410 | ha/TWh/year | 27.8237 | W/m2
Wind (footprint) | Wind- | 130 | ha/TWh/year | 87.7516 | W/m2
Residue biomass |  | 130 | ha/TWh/year | 87.7516 | W/m2
Geothermal | Geothermal | 45 | ha/TWh/year | 253.5047 | W/m2
Nuclear | Nuclear | 7.1 | ha/TWh/year | 1606.7199 | W/m2
|  | 10000 | m2 in 1 ha
|  | 8766 | hours in 1 year
|  | 1000000000000 | Wh in 1 TWh
|  | 1000000000000 | Wh/year in 1 TWh/year
|  | 114077116.1305 | W/m2 in 1 TWh/year/m2
|  | 11407.7116 | W/m2 in 1 TWh/year/ha
|  | 8.766e-05 | (TWh/year)/ha in W/m2

## Data from Lovering (2022)
Fuel | Site_Name | Country | Type_LUIE | LUIE | Source
Biomass | Hybrid poplar | USA | Total | 36000 | Spitzley & Keoleian (2005)
Biomass | Willow | USA | Total | 36300 | Spitzley & Keoleian (2005)
Biomass | Willow | USA | Total | 37500 | Spitzley & Keoleian (2005)
Biomass | Hybrid poplar | USA | Total | 41037 | Fthenakis & Kim (2009)
Biomass | Unspecified | USA | Total | 45356 | Fthenakis & Kim (2009)
Biomass | Willow | USA | Total | 48800 | Spitzley & Keoleian (2005)
Biomass | Poplar and willow | USA | Total | 53816 | Smil (2015)
Biomass | Unspecified | USA | Total | 62995 | Fthenakis & Kim (2009)
Biomass | Willow | USA | Total | 65358 | McDonald et al. (2009)
Biomass | Unspecified | USA | Total | 69474 | Fthenakis & Kim (2009)
Biomass | Willow and poplar | Europe | Total | 111775 | Dijkman & Benders (2010)
Biomass | Willow and poplar | Europe | Total | 223550 | Dijkman & Benders (2010)
Biomass | Mixed hardwood and spruce | Canada | Total | 301243 | Kumar et al. (2003)
Biomass | Willow and poplar | Europe | Total | 1117749 | Dijkman & Benders (2010)
Coal | Alberta Survey 1 | USA | Indirect | 60 | Jordaan (2010)
Coal | Robert Scherer plant | USA | Total | 66 | Smil (2010)
Coal | Illinois Surface Mine | USA | Indirect | 68 | Spitzley & Keoleian (2005)
Coal | Eastern US | USA | Total | 105 | Fthenakis & Kim (2009)
Coal | Wyoming | USA | Total | 147 | Fthenakis & Kim (2009)
Coal | Alberta Survey 2 | USA | Indirect | 210 | Jordaan (2010)
Coal | Western US | USA | Total | 438 | Fthenakis & Kim (2009)
Coal | US average | USA | Total | 627 | Fthenakis & Kim (2009)
Coal | Utah | USA | Total | 738 | Fthenakis & Kim (2009)
Coal | Eastern US 1 | USA | Total | 1028 | Fthenakis & Kim (2009)
Coal | N appalachia | USA | Total | 1148 | Fthenakis & Kim (2009)
Coal | C Appalachia | USA | Total | 1178 | Fthenakis & Kim (2009)
Coal | US average | USA | Total | 1227 | Fthenakis & Kim (2009)
Coal | Surface | USA | Total | 1391 | Gates, David M (1985).
Coal | N appalachia | USA | Total | 1508 | Fthenakis & Kim (2009)
Coal | S Appalachia | USA | Total | 1538 | Fthenakis & Kim (2009)
Coal | C Appalachia | USA | Total | 1628 | Fthenakis & Kim (2009)
Coal | Flattop Mine | USA | Indirect | 1700 | McDonald et al. (2009)
Coal | IGCC | USA | Total | 1770 | Hertwich et al. (2014)
Coal | S Appalachia | USA | Total | 1808 | Fthenakis & Kim (2009)
Coal | Supercritical | USA | Total | 1910 | Hertwich et al. (2014)
Coal | Subcritical | USA | Total | 2040 | Hertwich et al. (2014)
Coal | Kansas | USA | Total | 2547 | Fthenakis & Kim (2009)
Coal | Eastern US 2 | USA | Total | 4448 | Fthenakis & Kim (2009)
Geothermal | Otake Hatchobaru (Oita prefecture) | Japan | Total | 3.31 | Bertani (2005) & Global Energy Observatory
Geothermal | Sumikawa (Akita) | Japan | Total | 5.27 | Bertani (2005) & Global Energy Observatory
Geothermal | Uenotai (Miyagi?) | Japan | Total | 9.76 | Bertani (2005) & Global Energy Observatory
Geothermal | Mori (Hokkaido) | Japan | Total | 10.81 | Bertani (2005) & Global Energy Observatory
Geothermal | Zunil I | Guatemala | Total | 14.26 | Bertani (2005) & Global Energy Observatory
Geothermal | Mak-Ban | Philippines | Total | 14.3 | Bertani (2005) & Global Energy Observatory
Geothermal | Ahuachapán | El Salvador | Total | 14.49 | Bertani (2005) & Global Energy Observatory
Geothermal | Larderello | Italy | Total | 22.19 | Bertani (2005) & Global Energy Observatory
Geothermal | Tiwi | Philippines | Total | 27.15 | Bertani (2005) & Global Energy Observatory
Geothermal | Berlin | El Salvador | Total | 32.59 | Bertani (2005) & Global Energy Observatory
Geothermal | Ogiri (Akita?) | Japan | Total | 34.35 | Bertani (2005) & Global Energy Observatory
Geothermal | Los Humeros | Mexico | Total | 35.09 | Bertani (2005) & Global Energy Observatory
Geothermal | Takigami (Oita?) | Japan | Total | 44.38 | Bertani (2005) & Global Energy Observatory
Geothermal | Amatitlán | Guatemala | Total | 45.63 | Bertani (2005) & Global Energy Observatory
Geothermal | Puna | USA | Total | 46.38 | Bertani (2005) & Global Energy Observatory
Geothermal | Momotombo | Nicaragua | Total | 48.03 | Bertani (2005) & Global Energy Observatory
Geothermal | Zunil II | Guatemala | Total | 68.45 | Bertani (2005) & Global Energy Observatory
Geothermal | Onikobe (Miyagi) | Japan | Total | 74.07 | Bertani (2005) & Global Energy Observatory
Geothermal | Mokai | New Zealand | Total | 76.6 | Bertani (2005) & Global Energy Observatory
Geothermal | Svartsengi | Iceland | Total | 190.22 | Bertani (2005) & Global Energy Observatory
Geothermal | Olkaria E | Kenya | Total | 203.74 | Bertani (2005) & Global Energy Observatory
Geothermal | Nesjavellir | Iceland | Total | 263.01 | Bertani (2005) & Global Energy Observatory
Geothermal | Bac-Man | Philippines | Total | 299.78 | Bertani (2005) & Global Energy Observatory
Geothermal | Cerro Prieto | Mexico | Total | 425.08 | Bertani (2005) & Global Energy Observatory
Geothermal | Olkaria NE | Kenya | Total | 690.22 | Bertani (2005) & Global Energy Observatory
Geothermal | Olkaria W | Kenya | Total | 969.68 | Bertani (2005) & Global Energy Observatory
Hydro | HARSPR_NGET | Sweden | Total | 0.1 | International Commission on Large Dams (ICOLD)
Hydro | H_LLEFORSEN | Sweden | Total | 0.1 | International Commission on Large Dams (ICOLD)
Hydro | _LVKARLEBY | Sweden | Total | 0.2 | International Commission on Large Dams (ICOLD)
Hydro | STADSFORSEN | Sweden | Total | 0.2 | International Commission on Large Dams (ICOLD)
Hydro | NORTON | Sri Lanka | Total | 0.3 | International Commission on Large Dams (ICOLD)
Hydro | LIGGA | Sweden | Total | 0.3 | International Commission on Large Dams (ICOLD)
Hydro | HARRSELE | Sweden | Total | 0.3 | International Commission on Large Dams (ICOLD)
Hydro | MOFORSENS KRV | Sweden | Total | 0.3 | International Commission on Large Dams (ICOLD)
Hydro | KR_NGFORS | Sweden | Total | 0.3 | International Commission on Large Dams (ICOLD)
Hydro | CANYON | Sri Lanka | Total | 0.4 | International Commission on Large Dams (ICOLD)
Hydro | FORSMO | Sweden | Total | 0.4 | International Commission on Large Dams (ICOLD)
Hydro | LASELE | Sweden | Total | 0.4 | International Commission on Large Dams (ICOLD)
Hydro | MOCKFJ_RD KRV | Sweden | Total | 0.5 | International Commission on Large Dams (ICOLD)
Hydro | GRANFORS | Sweden | Total | 0.5 | International Commission on Large Dams (ICOLD)
Hydro | KVISTFORSENS KRV | Sweden | Total | 0.5 | International Commission on Large Dams (ICOLD)
Hydro | OLDENS KRV _ L MJ_LKVATTNET | Sweden | Total | 0.6 | International Commission on Large Dams (ICOLD)
Hydro | N_VEREDE | Sweden | Total | 0.6 | International Commission on Large Dams (ICOLD)
Hydro | BJURFORS NEDRE | Sweden | Total | 0.6 | International Commission on Large Dams (ICOLD)
Hydro | FORTUNA | Panama | Total | 0.7 | International Commission on Large Dams (ICOLD)
Hydro | BODEN | Sweden | Total | 0.7 | International Commission on Large Dams (ICOLD)
Hydro | SVARTH_LS- FORSENS KRV | Sweden | Total | 0.7 | International Commission on Large Dams (ICOLD)
Hydro | KARSEFORS | Sweden | Total | 0.8 | International Commission on Large Dams (ICOLD)
Hydro | SELSFORS | Sweden | Total | 0.8 | International Commission on Large Dams (ICOLD)
Hydro | PENGFORS | Sweden | Total | 0.8 | International Commission on Large Dams (ICOLD)
Hydro | POLPITIYA | Sri Lanka | Total | 0.9 | International Commission on Large Dams (ICOLD)
Hydro | KILFORSEN 1 INTAG | Sweden | Total | 0.9 | International Commission on Large Dams (ICOLD)
Hydro | HAMMARFORSEN | Sweden | Total | 0.9 | International Commission on Large Dams (ICOLD)
Hydro | SOLLEFTE_ KRV | Sweden | Total | 0.9 | International Commission on Large Dams (ICOLD)
Hydro | EDSELE KRV | Sweden | Total | 0.9 | International Commission on Large Dams (ICOLD)
Hydro | RAMSELE KRV | Sweden | Total | 0.9 | International Commission on Large Dams (ICOLD)
Hydro | L_NGBJ_RN | Sweden | Total | 0.9 | International Commission on Large Dams (ICOLD)
Hydro | LETSI | Sweden | Total | 1 | International Commission on Large Dams (ICOLD)
Hydro | PORSI | Sweden | Total | 1.1 | International Commission on Large Dams (ICOLD)
Hydro | MATFORS | Sweden | Total | 1.1 | International Commission on Large Dams (ICOLD)
Hydro | KORSSELBR_NNA KRV FLOTTARSELET | Sweden | Total | 1.2 | International Commission on Large Dams (ICOLD)
Hydro | B_LFORSENS KRV | Sweden | Total | 1.2 | International Commission on Large Dams (ICOLD)
Hydro | MESSAURE | Sweden | Total | 1.3 | International Commission on Large Dams (ICOLD)
Hydro | LAXEDE | Sweden | Total | 1.3 | International Commission on Large Dams (ICOLD)
Hydro | GULSELE | Sweden | Total | 1.3 | International Commission on Large Dams (ICOLD)
Hydro | YNGEREDSFORS | Sweden | Total | 1.3 | International Commission on Large Dams (ICOLD)
Hydro | DEGERFORSENS KRV | Sweden | Total | 1.4 | International Commission on Large Dams (ICOLD)
Hydro | J_RKVISSLE | Sweden | Total | 1.4 | International Commission on Large Dams (ICOLD)
Hydro | SKEDVI KRV | Sweden | Total | 1.4 | International Commission on Large Dams (ICOLD)
Hydro | BLYBERGS KRAFTVERK | Sweden | Total | 1.5 | International Commission on Large Dams (ICOLD)
Hydro | PARTEBODA- DAMMEN | Sweden | Total | 1.8 | International Commission on Large Dams (ICOLD)
Hydro | LIMA KRV | Sweden | Total | 1.8 | International Commission on Large Dams (ICOLD)
Hydro | TORPSHAMMAR | Sweden | Total | 1.8 | International Commission on Large Dams (ICOLD)
Hydro | GALLEJAUR | Sweden | Total | 1.8 | International Commission on Large Dams (ICOLD)
Hydro | KR_NGEDE KRV | Sweden | Total | 1.8 | International Commission on Large Dams (ICOLD)
Hydro | ZERVREILA A'BECKEN | Switzerland | Total | 1.9 | International Commission on Large Dams (ICOLD)
Hydro | VARGFORS | Sweden | Total | 2 | International Commission on Large Dams (ICOLD)
Hydro | TUGGEN | Sweden | Total | 2.3 | International Commission on Large Dams (ICOLD)
Hydro | GIDE_BACKA KRV | Sweden | Total | 2.3 | International Commission on Large Dams (ICOLD)
Hydro | BASSALT | Sweden | Total | 2.5 | International Commission on Large Dams (ICOLD)
Hydro | BERGEFORSEN | Sweden | Total | 2.6 | International Commission on Large Dams (ICOLD)
Hydro | _SENS KRV | Sweden | Total | 2.6 | International Commission on Large Dams (ICOLD)
Hydro | B_TFORS | Sweden | Total | 2.8 | International Commission on Large Dams (ICOLD)
Hydro | KN_RED _VRE | Sweden | Total | 2.9 | International Commission on Large Dams (ICOLD)
Hydro | RENG_RD | Sweden | Total | 3.1 | International Commission on Large Dams (ICOLD)
Hydro | H_LLFORSENS KRV | Sweden | Total | 3.1 | International Commission on Large Dams (ICOLD)
Hydro | V_SA KRV | Sweden | Total | 3.2 | International Commission on Large Dams (ICOLD)
Hydro | GRUNDFORS | Sweden | Total | 3.2 | International Commission on Large Dams (ICOLD)
Hydro | GRYTFORS | Sweden | Total | 3.4 | International Commission on Large Dams (ICOLD)
Hydro | R_TAN | Sweden | Total | 3.4 | International Commission on Large Dams (ICOLD)
Hydro | H_LJES | Sweden | Total | 3.5 | International Commission on Large Dams (ICOLD)
Hydro | FORSHUVUD- FORSEN | Sweden | Total | 3.5 | International Commission on Large Dams (ICOLD)
Hydro | HERMANSBODA | Sweden | Total | 3.5 | International Commission on Large Dams (ICOLD)
Hydro | MOROIENI | Romania | Total | 3.7 | International Commission on Large Dams (ICOLD)
Hydro | BURSN_S | Sweden | Total | 3.7 | International Commission on Large Dams (ICOLD)
Hydro | MIDSKOG | Sweden | Total | 3.7 | International Commission on Large Dams (ICOLD)
Hydro | MOUSAKELLE | Sri Lanka | Total | 3.8 | International Commission on Large Dams (ICOLD)
Hydro | LES MAR_COTTES | Switzerland | Total | 3.8 | International Commission on Large Dams (ICOLD)
Hydro | LEMMENHOF | Austria | Total | 3.9 | International Commission on Large Dams (ICOLD)
Hydro | RANGIPO | New Zealand | Total | 4.1 | International Commission on Large Dams (ICOLD)
Hydro | STENSELE | Sweden | Total | 4.1 | International Commission on Large Dams (ICOLD)
Hydro | LOTTEFORS | Sweden | Total | 4.3 | International Commission on Large Dams (ICOLD)
Hydro | SPJUTMO KRV | Sweden | Total | 4.4 | International Commission on Large Dams (ICOLD)
Hydro | STORFINNFORSENS KRV | Sweden | Total | 4.8 | International Commission on Large Dams (ICOLD)
Hydro | UNTRA KRV | Sweden | Total | 4.8 | International Commission on Large Dams (ICOLD)
Hydro | FAGER_SSJ_N | Sweden | Total | 5 | International Commission on Large Dams (ICOLD)
Hydro | ANUNDSJ_ KRV | Sweden | Total | 5 | International Commission on Large Dams (ICOLD)
Hydro | CASTLEREAGH | Sri Lanka | Total | 5.4 | International Commission on Large Dams (ICOLD)
Hydro | STUGUN | Sweden | Total | 5.4 | International Commission on Large Dams (ICOLD)
Hydro | SKOGABY | Sweden | Total | 5.6 | International Commission on Large Dams (ICOLD)
Hydro | AKKATS | Sweden | Total | 5.7 | International Commission on Large Dams (ICOLD)
Hydro | STORA STENSJ_N | Sweden | Total | 5.8 | International Commission on Large Dams (ICOLD)
Hydro | SIR | Turkey | Total | 6.6 | International Commission on Large Dams (ICOLD)
Hydro | SILS KRAFTVERK | Sweden | Total | 6.7 | International Commission on Large Dams (ICOLD)
Hydro | MALFORS | Sweden | Total | 6.9 | International Commission on Large Dams (ICOLD)
Hydro | VAL D'AMBRA | Switzerland | Total | 7.3 | International Commission on Large Dams (ICOLD)
Hydro | VAL GROSINA | Italy | Total | 7.4 | International Commission on Large Dams (ICOLD)
Hydro | WOELLA | Austria | Total | 7.5 | International Commission on Large Dams (ICOLD)
Hydro | BJURFORS _VRE | Sweden | Total | 7.5 | International Commission on Large Dams (ICOLD)
Hydro | BASTUSEL | Sweden | Total | 7.5 | International Commission on Large Dams (ICOLD)
Hydro | OLDENS KRV _VRE OLDSJ_N | Sweden | Total | 7.6 | International Commission on Large Dams (ICOLD)
Hydro | TURINGE | Sweden | Total | 7.8 | International Commission on Large Dams (ICOLD)
Hydro | M_RSILS KRV | Sweden | Total | 7.8 | International Commission on Large Dams (ICOLD)
Hydro | PFAFFENSPRUNG | Switzerland | Total | 8.6 | International Commission on Large Dams (ICOLD)
Hydro | VIFORSEN | Sweden | Total | 8.9 | International Commission on Large Dams (ICOLD)
Hydro | RUNCAHEZ | Switzerland | Total | 8.9 | International Commission on Large Dams (ICOLD)
Hydro | CALDERAS | Colombia | Total | 9 | International Commission on Large Dams (ICOLD)
Hydro | LANFORSENS KRV | Sweden | Total | 9.1 | International Commission on Large Dams (ICOLD)
Hydro | NEDEREDE | Sweden | Total | 9.2 | International Commission on Large Dams (ICOLD)
Hydro | SKALLB_LE | Sweden | Total | 9.2 | International Commission on Large Dams (ICOLD)
Hydro | _SELE | Sweden | Total | 9.7 | International Commission on Large Dams (ICOLD)
Hydro | GRUNDSJ_ARNA | Sweden | Total | 10 | International Commission on Large Dams (ICOLD)
Hydro | NASSFELD | Austria | Total | 11 | International Commission on Large Dams (ICOLD)
Hydro | LANDAFORS | Sweden | Total | 11 | International Commission on Large Dams (ICOLD)
Hydro | TRARYD | Sweden | Total | 11 | International Commission on Large Dams (ICOLD)
Hydro | SEITEVARE | Sweden | Total | 11 | International Commission on Large Dams (ICOLD)
Hydro | ISENTHAL | Switzerland | Total | 11 | International Commission on Large Dams (ICOLD)
Hydro | SANTO DOMINGO | Venezuela | Total | 11 | International Commission on Large Dams (ICOLD)
Hydro | INNERFRAGANT | Austria | Total | 13 | International Commission on Large Dams (ICOLD)
Hydro | ROSSWIESE | Austria | Total | 13 | International Commission on Large Dams (ICOLD)
Hydro | STENKULLAFORS | Sweden | Total | 13 | International Commission on Large Dams (ICOLD)
Hydro | N_S | Sweden | Total | 13 | International Commission on Large Dams (ICOLD)
Hydro | H_LLBY | Sweden | Total | 13 | International Commission on Large Dams (ICOLD)
Hydro | KRIMMLER ACHE | Austria | Total | 14 | International Commission on Large Dams (ICOLD)
Hydro | FRENEY | France | Total | 14 | International Commission on Large Dams (ICOLD)
Hydro | BOREON | France | Total | 14 | International Commission on Large Dams (ICOLD)
Hydro | H_CKREN | Sweden | Total | 14 | International Commission on Large Dams (ICOLD)
Hydro | VITTJ_RV | Sweden | Total | 14 | International Commission on Large Dams (ICOLD)
Hydro | HORKONERYD | Sweden | Total | 14 | International Commission on Large Dams (ICOLD)
Hydro | DARBOLA | Switzerland | Total | 14 | International Commission on Large Dams (ICOLD)
Hydro | NORR_NGE KRAFTVERK | Sweden | Total | 15 | International Commission on Large Dams (ICOLD)
Hydro | PORJUS | Sweden | Total | 15 | International Commission on Large Dams (ICOLD)
Hydro | ZEN BINNEN | Switzerland | Total | 15 | International Commission on Large Dams (ICOLD)
Hydro | SERRA | Switzerland | Total | 15 | International Commission on Large Dams (ICOLD)
Hydro | SAFIEN-PLATZ | Switzerland | Total | 15 | International Commission on Large Dams (ICOLD)
Hydro | OBERMATT | Switzerland | Total | 15 | International Commission on Large Dams (ICOLD)
Hydro | GINAU | Austria | Total | 16 | International Commission on Large Dams (ICOLD)
Hydro | AJAURE | Sweden | Total | 16 | International Commission on Large Dams (ICOLD)
Hydro | GOESSKAR | Austria | Total | 17 | International Commission on Large Dams (ICOLD)
Hydro | BRANDSTATT | Austria | Total | 18 | International Commission on Large Dams (ICOLD)
Hydro | COCHE | France | Total | 18 | International Commission on Large Dams (ICOLD)
Hydro | LOSSEN | Sweden | Total | 18 | International Commission on Large Dams (ICOLD)
Hydro | H_LLESTR_MMENS KRV | Sweden | Total | 18 | International Commission on Large Dams (ICOLD)
Hydro | RIETE | France | Total | 19 | International Commission on Large Dams (ICOLD)
Hydro | CORDEAC | France | Total | 19 | International Commission on Large Dams (ICOLD)
Hydro | DABBSJ_ KRV | Sweden | Total | 19 | International Commission on Large Dams (ICOLD)
Hydro | BARCUNS | Switzerland | Total | 19 | International Commission on Large Dams (ICOLD)
Hydro | LATSCHAU | Austria | Total | 21 | International Commission on Large Dams (ICOLD)
Hydro | TUMUT 2 | Australia | Total | 23 | International Commission on Large Dams (ICOLD)
Hydro | MURRAY 2 | Australia | Total | 23 | International Commission on Large Dams (ICOLD)
Hydro | CLOVER | Australia | Total | 24 | International Commission on Large Dams (ICOLD)
Hydro | PORABKA-ZAR | Poland | Total | 25 | International Commission on Large Dams (ICOLD)
Hydro | LETTEN | Sweden | Total | 25 | International Commission on Large Dams (ICOLD)
Hydro | RANDI | Sweden | Total | 25 | International Commission on Large Dams (ICOLD)
Hydro | L_NGHAG KRV | Sweden | Total | 25 | International Commission on Large Dams (ICOLD)
Hydro | GARDIKEN | Sweden | Total | 26 | International Commission on Large Dams (ICOLD)
Hydro | CORSCIA | France | Total | 27 | International Commission on Large Dams (ICOLD)
Hydro | SUORVADAMMEN VIETAS KRV | Sweden | Total | 27 | International Commission on Large Dams (ICOLD)
Hydro | RUSFORS | Sweden | Total | 28 | International Commission on Large Dams (ICOLD)
Hydro | MALVAGLIA | Switzerland | Total | 28 | International Commission on Large Dams (ICOLD)
Hydro | BALME DE RENCUREL | France | Total | 30 | International Commission on Large Dams (ICOLD)
Hydro | GODEY | Switzerland | Total | 30 | International Commission on Large Dams (ICOLD)
Hydro | ECHELLES D'HANNIBAL | France | Total | 32 | International Commission on Large Dams (ICOLD)
Hydro | STOR- FOSKVATTNET | Sweden | Total | 32 | International Commission on Large Dams (ICOLD)
Hydro | VOLGSJ_FORS KRV | Sweden | Total | 32 | International Commission on Large Dams (ICOLD)
Hydro | ROGGIASCA | Switzerland | Total | 32 | International Commission on Large Dams (ICOLD)
Hydro | FERDEN | Switzerland | Total | 32 | International Commission on Large Dams (ICOLD)
Hydro | PETITE RHUE | France | Total | 34 | International Commission on Large Dams (ICOLD)
Hydro | GARAFIRI | Guinea | Total | 34 | International Commission on Large Dams (ICOLD)
Hydro | FL_SJ_N | Sweden | Total | 34 | International Commission on Large Dams (ICOLD)
Hydro | KANALSKI VRH 1 | Slovenia | Total | 35 | International Commission on Large Dams (ICOLD)
Hydro | KANALSKI VRH 2 | Slovenia | Total | 35 | International Commission on Large Dams (ICOLD)
Hydro | V_SSINKOSKI | Sweden | Total | 35 | International Commission on Large Dams (ICOLD)
Hydro | SCH_NI | Switzerland | Total | 36 | International Commission on Large Dams (ICOLD)
Hydro | S_DVAJAUR S_DVA KRV | Sweden | Total | 37 | International Commission on Large Dams (ICOLD)
Hydro | ENGINS | France | Total | 38 | International Commission on Large Dams (ICOLD)
Hydro | GEBIDEM | Switzerland | Total | 38 | International Commission on Large Dams (ICOLD)
Hydro | VESLEBOTNVATN FYLLINGSDAM | Norway | Total | 39 | International Commission on Large Dams (ICOLD)
Hydro | J_RPSTR_MMENS KRV | Sweden | Total | 39 | International Commission on Large Dams (ICOLD)
Hydro | SVEG | Sweden | Total | 39 | International Commission on Large Dams (ICOLD)
Hydro | GMUEND | Austria | Total | 40 | International Commission on Large Dams (ICOLD)
Hydro | Z_T | Switzerland | Total | 40 | International Commission on Large Dams (ICOLD)
Hydro | PAAL | Austria | Total | 41 | International Commission on Large Dams (ICOLD)
Hydro | RONDON_POLIS | Brazil | Total | 41 | International Commission on Large Dams (ICOLD)
Hydro | MATTENALP | Switzerland | Total | 42 | International Commission on Large Dams (ICOLD)
Hydro | MOTTETS | France | Total | 43 | International Commission on Large Dams (ICOLD)
Hydro | BARTHE | France | Total | 44 | International Commission on Large Dams (ICOLD)
Hydro | VILLA DI CHIAVENNA | Italy | Total | 45 | International Commission on Large Dams (ICOLD)
Hydro | RUNSERAU | Austria | Total | 46 | International Commission on Large Dams (ICOLD)
Hydro | LAENGENTAL | Austria | Total | 46 | International Commission on Large Dams (ICOLD)
Hydro | RIOUMAJOU | France | Total | 46 | International Commission on Large Dams (ICOLD)
Hydro | PEILHOU | France | Total | 46 | International Commission on Large Dams (ICOLD)
Hydro | LIAPOOTAH | Australia | Total | 48 | International Commission on Large Dams (ICOLD)
Hydro | LUZIERES | France | Total | 48 | International Commission on Large Dams (ICOLD)
Hydro | CASTILLON DU TOURMALET | France | Total | 49 | International Commission on Large Dams (ICOLD)
Hydro | PALAGNEDRA | Switzerland | Total | 49 | International Commission on Large Dams (ICOLD)
Hydro | GEEHI | Australia | Total | 50 | International Commission on Large Dams (ICOLD)
Hydro | CHATEAU GAILLARD | France | Total | 50 | International Commission on Large Dams (ICOLD)
Hydro | PONT DES CHEVRES | France | Total | 50 | International Commission on Large Dams (ICOLD)
Hydro | UMLUSPEN | Sweden | Total | 50 | International Commission on Large Dams (ICOLD)
Hydro | REBNISJAURE REBNIS KRV | Sweden | Total | 50 | International Commission on Large Dams (ICOLD)
Hydro | DANIEL PALACIOS | Ecuador | Total | 51 | International Commission on Large Dams (ICOLD)
Hydro | CANDES 2 | France | Total | 51 | International Commission on Large Dams (ICOLD)
Hydro | BURVAGN | Switzerland | Total | 51 | International Commission on Large Dams (ICOLD)
Hydro | PR_ | Switzerland | Total | 53 | International Commission on Large Dams (ICOLD)
Hydro | SAINTE ENGRACE | France | Total | 57 | International Commission on Large Dams (ICOLD)
Hydro | SLAGN_S | Sweden | Total | 57 | International Commission on Large Dams (ICOLD)
Hydro | CARMENA | Switzerland | Total | 57 | International Commission on Large Dams (ICOLD)
Hydro | VASASCA | Switzerland | Total | 60 | International Commission on Large Dams (ICOLD)
Hydro | K_PPELISTUTZ | Switzerland | Total | 60 | International Commission on Large Dams (ICOLD)
Hydro | NUSSDORF | Austria | Total | 61 | International Commission on Large Dams (ICOLD)
Hydro | AMBIESTA | Italy | Total | 61 | International Commission on Large Dams (ICOLD)
Hydro | UPPER KOTMALE | Sri Lanka | Total | 61 | International Commission on Large Dams (ICOLD)
Hydro | PLAN-DESSOUS | Switzerland | Total | 61 | International Commission on Large Dams (ICOLD)
Hydro | MARKERSBACH OBERBECKEN | Germany | Total | 62 | International Commission on Large Dams (ICOLD)
Hydro | GUALACA | Panama | Total | 62 | International Commission on Large Dams (ICOLD)
Hydro | SOELK | Austria | Total | 63 | International Commission on Large Dams (ICOLD)
Hydro | MAISON DU ROY | France | Total | 63 | International Commission on Large Dams (ICOLD)
Hydro | OBERBECKEN HOHENWARTHE II | Germany | Total | 64 | International Commission on Large Dams (ICOLD)
Hydro | GLEMS OBERBECKEN | Germany | Total | 65 | International Commission on Large Dams (ICOLD)
Hydro | L_NGED | Sweden | Total | 65 | International Commission on Large Dams (ICOLD)
Hydro | PUNCHINA | Colombia | Total | 70 | International Commission on Large Dams (ICOLD)
Hydro | SENHORA DE MONFORTE | Portugal | Total | 70 | International Commission on Large Dams (ICOLD)
Hydro | MESCE | France | Total | 74 | International Commission on Large Dams (ICOLD)
Hydro | TURTMANN | Switzerland | Total | 74 | International Commission on Large Dams (ICOLD)
Hydro | ROBIEI | Switzerland | Total | 74 | International Commission on Large Dams (ICOLD)
Hydro | HASELSTEIN | Austria | Total | 75 | International Commission on Large Dams (ICOLD)
Hydro | ANCHICAYA | Colombia | Total | 77 | International Commission on Large Dams (ICOLD)
Hydro | BUKOVNIK | Croatia | Total | 77 | International Commission on Large Dams (ICOLD)
Hydro | MONT ST. NICOLAS | Luxembourg | Total | 77 | International Commission on Large Dams (ICOLD)
Hydro | LES CL_ES | Switzerland | Total | 78 | International Commission on Large Dams (ICOLD)
Hydro | MOLINA | Switzerland | Total | 79 | International Commission on Large Dams (ICOLD)
Hydro | MADESIMO | Italy | Total | 83 | International Commission on Large Dams (ICOLD)
Hydro | REMPEN | Switzerland | Total | 83 | International Commission on Large Dams (ICOLD)
Hydro | EBERLASTE | Austria | Total | 84 | International Commission on Large Dams (ICOLD)
Hydro | GSTATTERBODEN | Austria | Total | 90 | International Commission on Large Dams (ICOLD)
Hydro | SAULCE (BARRAGE) | France | Total | 92 | International Commission on Large Dams (ICOLD)
Hydro | ALTO ANCHICAYA | Colombia | Total | 93 | International Commission on Large Dams (ICOLD)
Hydro | SIROUS | France | Total | 93 | International Commission on Large Dams (ICOLD)
Hydro | NUNES | Portugal | Total | 98 | International Commission on Large Dams (ICOLD)
Hydro | FLUMET | France | Total | 100 | International Commission on Large Dams (ICOLD)
Hydro | VALSAN | Romania | Total | 100 | International Commission on Large Dams (ICOLD)
Hydro | AIROLO | Switzerland | Total | 100 | International Commission on Large Dams (ICOLD)
Hydro | TAKAMAKA 2 | France | Total | 101 | International Commission on Large Dams (ICOLD)
Hydro | Z'MUTT | Switzerland | Total | 103 | International Commission on Large Dams (ICOLD)
Hydro | BOLGENACH | Austria | Total | 106 | International Commission on Large Dams (ICOLD)
Hydro | DRIEKLOOF | South Africa | Total | 107 | International Commission on Large Dams (ICOLD)
Hydro | WANDAU | Austria | Total | 110 | International Commission on Large Dams (ICOLD)
Hydro | NALPS | Switzerland | Total | 110 | International Commission on Large Dams (ICOLD)
Hydro | CARASSINA | Switzerland | Total | 111 | International Commission on Large Dams (ICOLD)
Hydro | PARKI | Sweden | Total | 112 | International Commission on Large Dams (ICOLD)
Hydro | GUTHEGA | Australia | Total | 113 | International Commission on Large Dams (ICOLD)
Hydro | SCROPOASA | Romania | Total | 113 | International Commission on Large Dams (ICOLD)
Hydro | ARNIBODEN S_D | Switzerland | Total | 113 | International Commission on Large Dams (ICOLD)
Hydro | EL ALTO | Panama | Total | 117 | International Commission on Large Dams (ICOLD)
Hydro | MIRANDA | Portugal | Total | 117 | International Commission on Large Dams (ICOLD)
Hydro | WALLNERAU | Austria | Total | 120 | International Commission on Large Dams (ICOLD)
Hydro | CADARACHE (BARRAGE) | France | Total | 120 | International Commission on Large Dams (ICOLD)
Hydro | ESSLING | Austria | Total | 122 | International Commission on Large Dams (ICOLD)
Hydro | GARICHTE HAUPTMAUER | Switzerland | Total | 122 | International Commission on Large Dams (ICOLD)
Hydro | GARICHTE NEBENMAUER | Switzerland | Total | 122 | International Commission on Large Dams (ICOLD)
Hydro | SAILLANT | France | Total | 123 | International Commission on Large Dams (ICOLD)
Hydro | MANGAHAO NO. 2 | New Zealand | Total | 123 | International Commission on Large Dams (ICOLD)
Hydro | IMATRA | Finland | Total | 124 | International Commission on Large Dams (ICOLD)
Hydro | ZARNOWIEC | Poland | Total | 125 | International Commission on Large Dams (ICOLD)
Hydro | UAL DA MULIN | Switzerland | Total | 125 | International Commission on Large Dams (ICOLD)
Hydro | GROSSREIFLING | Austria | Total | 126 | International Commission on Large Dams (ICOLD)
Hydro | PLAN D'AREM | France | Total | 127 | International Commission on Large Dams (ICOLD)
Hydro | CHORANCHE | France | Total | 128 | International Commission on Large Dams (ICOLD)
Hydro | L_V_NS KRV | Sweden | Total | 129 | International Commission on Large Dams (ICOLD)
Hydro | BRIGELS | Switzerland | Total | 130 | International Commission on Large Dams (ICOLD)
Hydro | LANGMANN | Austria | Total | 138 | International Commission on Large Dams (ICOLD)
Hydro | VERMUNT | Austria | Total | 138 | International Commission on Large Dams (ICOLD)
Hydro | GLORIETTES | France | Total | 138 | International Commission on Large Dams (ICOLD)
Hydro | PASSOUIRA | France | Total | 140 | International Commission on Large Dams (ICOLD)
Hydro | SAINTE MARGUERITE LAFIGERE | France | Total | 141 | International Commission on Large Dams (ICOLD)
Hydro | PINE TIER | Australia | Total | 143 | International Commission on Large Dams (ICOLD)
Hydro | WALDIALP NORD | Switzerland | Total | 143 | International Commission on Large Dams (ICOLD)
Hydro | MAPRAGG | Switzerland | Total | 144 | International Commission on Large Dams (ICOLD)
Hydro | MALLEMORT (BARRAGE) | France | Total | 146 | International Commission on Large Dams (ICOLD)
Hydro | PORCE 3 | Colombia | Total | 148 | International Commission on Large Dams (ICOLD)
Hydro | GULLSP_NG | Sweden | Total | 150 | International Commission on Large Dams (ICOLD)
Hydro | RAZOVAC | Croatia | Total | 151 | International Commission on Large Dams (ICOLD)
Hydro | SCHWARZA | Germany | Total | 156 | International Commission on Large Dams (ICOLD)
Hydro | CUMPANITA | Romania | Total | 156 | International Commission on Large Dams (ICOLD)
Hydro | ZLATOLICJE | Slovenia | Total | 156 | International Commission on Large Dams (ICOLD)
Hydro | CAMPAULEIL | France | Total | 157 | International Commission on Large Dams (ICOLD)
Hydro | GSTINS | Austria | Total | 158 | International Commission on Large Dams (ICOLD)
Hydro | R_TERICHSBODEN | Switzerland | Total | 158 | International Commission on Large Dams (ICOLD)
Hydro | PALISSE | France | Total | 159 | International Commission on Large Dams (ICOLD)
Hydro | PONTABOULAND | France | Total | 161 | International Commission on Large Dams (ICOLD)
Hydro | JOR | Malaysia | Total | 162 | International Commission on Large Dams (ICOLD)
Hydro | SCHLATTLI | Switzerland | Total | 162 | International Commission on Large Dams (ICOLD)
Hydro | MIXNITZ | Austria | Total | 167 | International Commission on Large Dams (ICOLD)
Hydro | EGSCHI | Switzerland | Total | 171 | International Commission on Large Dams (ICOLD)
Hydro | SAINT PREJET | France | Total | 173 | International Commission on Large Dams (ICOLD)
Hydro | PLAN D'AVAL | France | Total | 179 | International Commission on Large Dams (ICOLD)
Hydro | WAG (HIEFLAU) | Austria | Total | 181 | International Commission on Large Dams (ICOLD)
Hydro | SUFERS | Switzerland | Total | 183 | International Commission on Large Dams (ICOLD)
Hydro | QUEBRADONA | Colombia | Total | 185 | International Commission on Large Dams (ICOLD)
Hydro | KAVSAK BENDI | Turkey | Total | 185 | International Commission on Large Dams (ICOLD)
Hydro | JOTTY | France | Total | 189 | International Commission on Large Dams (ICOLD)
Hydro | ZLATTEN | Austria | Total | 191 | International Commission on Large Dams (ICOLD)
Hydro | WITZNAU | Germany | Total | 194 | International Commission on Large Dams (ICOLD)
Hydro | MOETSCHLACH | Austria | Total | 198 | International Commission on Large Dams (ICOLD)
Hydro | JUNCTION | Australia | Total | 200 | International Commission on Large Dams (ICOLD)
Hydro | PIAN SAPEJO | Italy | Total | 200 | International Commission on Large Dams (ICOLD)
Hydro | CERCOSA | Portugal | Total | 200 | International Commission on Large Dams (ICOLD)
Hydro | GRANDE DIXENCE | Switzerland | Total | 200 | International Commission on Large Dams (ICOLD)
Hydro | PICOTE | Portugal | Total | 202 | International Commission on Large Dams (ICOLD)
Hydro | FELDSEE | Austria | Total | 203 | International Commission on Large Dams (ICOLD)
Hydro | WEINZOEDL | Austria | Total | 206 | International Commission on Large Dams (ICOLD)
Hydro | KUSAKLI | Turkey | Total | 208 | International Commission on Large Dams (ICOLD)
Hydro | MAV_ZI | Mozambique | Total | 211 | International Commission on Large Dams (ICOLD)
Hydro | VERWALL | Austria | Total | 213 | International Commission on Large Dams (ICOLD)
Hydro | FOUS | France | Total | 214 | International Commission on Large Dams (ICOLD)
Hydro | LANGHALSEN | Austria | Total | 216 | International Commission on Large Dams (ICOLD)
Hydro | RAGGAL | Austria | Total | 216 | International Commission on Large Dams (ICOLD)
Hydro | LERINGSFORS | Sweden | Total | 217 | International Commission on Large Dams (ICOLD)
Hydro | KIRCHBICHL | Austria | Total | 219 | International Commission on Large Dams (ICOLD)
Hydro | PONVIEL | France | Total | 220 | International Commission on Large Dams (ICOLD)
Hydro | MAUVOISIN | Switzerland | Total | 220 | International Commission on Large Dams (ICOLD)
Hydro | ST. VEIT | Austria | Total | 227 | International Commission on Large Dams (ICOLD)
Hydro | ARGYLE | New Zealand | Total | 227 | International Commission on Large Dams (ICOLD)
Hydro | PYH_KOSKI | Finland | Total | 228 | International Commission on Large Dams (ICOLD)
Hydro | WERFEN / PFARRWERFEN | Austria | Total | 229 | International Commission on Large Dams (ICOLD)
Hydro | ISOLATO | Italy | Total | 230 | International Commission on Large Dams (ICOLD)
Hydro | SAMBUCO | Switzerland | Total | 230 | International Commission on Large Dams (ICOLD)
Hydro | Pangue | Chile | Total | 232 | International Commission on Large Dams (ICOLD)
Hydro | VALICI | Croatia | Total | 233 | International Commission on Large Dams (ICOLD)
Hydro | LE PONTET | Switzerland | Total | 233 | International Commission on Large Dams (ICOLD)
Hydro | GENISSIAT | France | Total | 235 | International Commission on Large Dams (ICOLD)
Hydro | ORTIGLIETO | Italy | Total | 235 | International Commission on Large Dams (ICOLD)
Hydro | PODSELA | Slovenia | Total | 235 | International Commission on Large Dams (ICOLD)
Hydro | CLEUSON | Switzerland | Total | 236 | International Commission on Large Dams (ICOLD)
Hydro | WURTENALM | Austria | Total | 237 | International Commission on Large Dams (ICOLD)
Hydro | ESPINASSES | France | Total | 238 | International Commission on Large Dams (ICOLD)
Hydro | TUMUT POND | Australia | Total | 239 | International Commission on Large Dams (ICOLD)
Hydro | ALBERTO LLERAS C. | Colombia | Total | 240 | International Commission on Large Dams (ICOLD)
Hydro | AJBA | Slovenia | Total | 244 | International Commission on Large Dams (ICOLD)
Hydro | MUSLEN | Switzerland | Total | 250 | International Commission on Large Dams (ICOLD)
Hydro | MU_A | Colombia | Total | 252 | International Commission on Large Dams (ICOLD)
Hydro | KOPS | Austria | Total | 255 | International Commission on Large Dams (ICOLD)
Hydro | OLSTAPPEN | Norway | Total | 260 | International Commission on Large Dams (ICOLD)
Hydro | TEUFENBACH -WEIHER | Switzerland | Total | 263 | International Commission on Large Dams (ICOLD)
Hydro | ST. GEORGEN | Austria | Total | 266 | International Commission on Large Dams (ICOLD)
Hydro | ST. JOHANN | Austria | Total | 268 | International Commission on Large Dams (ICOLD)
Hydro | HALLEIN SOHLSTUFE | Austria | Total | 270 | International Commission on Large Dams (ICOLD)
Hydro | PIANTELESSIO | Italy | Total | 270 | International Commission on Large Dams (ICOLD)
Hydro | MATTMARK | Switzerland | Total | 270 | International Commission on Large Dams (ICOLD)
Hydro | KUKULE GANGA | Sri Lanka | Total | 275 | International Commission on Large Dams (ICOLD)
Hydro | ALBIGNA | Switzerland | Total | 277 | International Commission on Large Dams (ICOLD)
Hydro | LA ESMERALDA ( CHIVOR ) | Colombia | Total | 280 | International Commission on Large Dams (ICOLD)
Hydro | PONT BALDY | France | Total | 283 | International Commission on Large Dams (ICOLD)
Hydro | GARRABET | France | Total | 286 | International Commission on Large Dams (ICOLD)
Hydro | PANIX | Switzerland | Total | 286 | International Commission on Large Dams (ICOLD)
Hydro | MACAGUA II | Venezuela | Total | 286 | International Commission on Large Dams (ICOLD)
Hydro | GROSSER MUEHLDORFERSEE | Austria | Total | 288 | International Commission on Large Dams (ICOLD)
Hydro | OYMAPINAR | Turkey | Total | 288 | International Commission on Large Dams (ICOLD)
Hydro | BODENDORF | Austria | Total | 294 | International Commission on Large Dams (ICOLD)
Hydro | BOTNEDALSVATN HOVEDDAM | Norway | Total | 294 | International Commission on Large Dams (ICOLD)
Hydro | ROSELEND | France | Total | 296 | International Commission on Large Dams (ICOLD)
Hydro | GOUR NOIR | France | Total | 298 | International Commission on Large Dams (ICOLD)
Hydro | WENDEFURTH OBERBECKEN | Germany | Total | 299 | International Commission on Large Dams (ICOLD)
Hydro | TREVALLYN | Australia | Total | 301 | International Commission on Large Dams (ICOLD)
Hydro | ZERVREILA | Switzerland | Total | 301 | International Commission on Large Dams (ICOLD)
Hydro | ESCALE (BARRAGE) | France | Total | 303 | International Commission on Large Dams (ICOLD)
Hydro | WETTINGEN | Switzerland | Total | 303 | International Commission on Large Dams (ICOLD)
Hydro | CASTILLON SUR LEZ | France | Total | 304 | International Commission on Large Dams (ICOLD)
Hydro | LIMBERG | Austria | Total | 307 | International Commission on Large Dams (ICOLD)
Hydro | CURNERA | Switzerland | Total | 310 | International Commission on Large Dams (ICOLD)
Hydro | TAU | Romania | Total | 312 | International Commission on Large Dams (ICOLD)
Hydro | OBREJII DE CAPALNA | Romania | Total | 313 | International Commission on Large Dams (ICOLD)
Hydro | GOULOURS | France | Total | 320 | International Commission on Large Dams (ICOLD)
Hydro | WIEDERSCHWING | Austria | Total | 323 | International Commission on Large Dams (ICOLD)
Hydro | KREUZBERGMAUT | Austria | Total | 326 | International Commission on Large Dams (ICOLD)
Hydro | RUANTANIWHA | New Zealand | Total | 332 | International Commission on Large Dams (ICOLD)
Hydro | MOTZ | France | Total | 333 | International Commission on Large Dams (ICOLD)
Hydro | LAMBACH | Austria | Total | 336 | International Commission on Large Dams (ICOLD)
Hydro | MIODET | France | Total | 338 | International Commission on Large Dams (ICOLD)
Hydro | GOLINHAC | France | Total | 345 | International Commission on Large Dams (ICOLD)
Hydro | FRIESACH | Austria | Total | 350 | International Commission on Large Dams (ICOLD)
Hydro | HINEMAIAIA C | New Zealand | Total | 350 | International Commission on Large Dams (ICOLD)
Hydro | ZEUZIER | Switzerland | Total | 354 | International Commission on Large Dams (ICOLD)
Hydro | URREITING | Austria | Total | 357 | International Commission on Large Dams (ICOLD)
Hydro | SANGTUDA 1 | Tajikistan | Total | 361 | International Commission on Large Dams (ICOLD)
Hydro | PARANGANA | Australia | Total | 364 | International Commission on Large Dams (ICOLD)
Hydro | SYSENVATNET | Norway | Total | 364 | International Commission on Large Dams (ICOLD)
Hydro | THEUN HINBOUN | Laos (Lao People_s Dem. Rep.) | Total | 369 | International Commission on Large Dams (ICOLD)
Hydro | VIEUX-_MOSSON | Switzerland | Total | 372 | International Commission on Large Dams (ICOLD)
Hydro | MARMORERA | Switzerland | Total | 374 | International Commission on Large Dams (ICOLD)
Hydro | GOESSENDORF | Austria | Total | 375 | International Commission on Large Dams (ICOLD)
Hydro | MELLACH | Austria | Total | 375 | International Commission on Large Dams (ICOLD)
Hydro | TOTENSEE | Switzerland | Total | 375 | International Commission on Large Dams (ICOLD)
Hydro | GARSTEN | Austria | Total | 382 | International Commission on Large Dams (ICOLD)
Hydro | LAPARAN | France | Total | 385 | International Commission on Large Dams (ICOLD)
Hydro | SANTA ROSA II | Brazil | Total | 387 | International Commission on Large Dams (ICOLD)
Hydro | BACIU | Romania | Total | 387 | International Commission on Large Dams (ICOLD)
Hydro | ANCHAL | France | Total | 393 | International Commission on Large Dams (ICOLD)
Hydro | ROXBURGH | New Zealand | Total | 394 | International Commission on Large Dams (ICOLD)
Hydro | TRAUN-PUCKING | Austria | Total | 395 | International Commission on Large Dams (ICOLD)
Hydro | BEMPOSTA | Portugal | Total | 396 | International Commission on Large Dams (ICOLD)
Hydro | FALA | Slovenia | Total | 396 | International Commission on Large Dams (ICOLD)
Hydro | KALSDORF | Austria | Total | 397 | International Commission on Large Dams (ICOLD)
Hydro | FINSTERTAL | Austria | Total | 402 | International Commission on Large Dams (ICOLD)
Hydro | WALDECK II | Germany | Total | 402 | International Commission on Large Dams (ICOLD)
Hydro | GIGERWALD | Switzerland | Total | 403 | International Commission on Large Dams (ICOLD)
Hydro | URSTEIN | Austria | Total | 404 | International Commission on Large Dams (ICOLD)
Hydro | BISCHOFSHOFEN | Austria | Total | 406 | International Commission on Large Dams (ICOLD)
Hydro | SCHOENAU | Austria | Total | 407 | International Commission on Large Dams (ICOLD)
Hydro | PAI JOAQUIM | Brazil | Total | 410 | International Commission on Large Dams (ICOLD)
Hydro | NUOJUA | Finland | Total | 411 | International Commission on Large Dams (ICOLD)
Hydro | ROSSINI_RE | Switzerland | Total | 411 | International Commission on Large Dams (ICOLD)
Hydro | LOSENSTEIN | Austria | Total | 412 | International Commission on Large Dams (ICOLD)
Hydro | TERNBERG | Austria | Total | 412 | International Commission on Large Dams (ICOLD)
Hydro | LUENERSEE | Austria | Total | 412 | International Commission on Large Dams (ICOLD)
Hydro | OVA SPIN | Switzerland | Total | 414 | International Commission on Large Dams (ICOLD)
Hydro | MARCHTRENK | Austria | Total | 416 | International Commission on Large Dams (ICOLD)
Hydro | SAINT PIERRE COGNET | France | Total | 417 | International Commission on Large Dams (ICOLD)
Hydro | G_LL_BAG | Turkey | Total | 420 | International Commission on Large Dams (ICOLD)
Hydro | SELLA | Switzerland | Total | 429 | International Commission on Large Dams (ICOLD)
Hydro | CIRATA | Indonesia | Total | 435 | International Commission on Large Dams (ICOLD)
Hydro | POUTES | France | Total | 436 | International Commission on Large Dams (ICOLD)
Hydro | ARRAS | France | Total | 437 | International Commission on Large Dams (ICOLD)
Hydro | WEYER | Austria | Total | 438 | International Commission on Large Dams (ICOLD)
Hydro | FRYKFORS FRYKEN | Sweden | Total | 443 | International Commission on Large Dams (ICOLD)
Hydro | MARSYANGDHI | Nepal | Total | 444 | International Commission on Large Dams (ICOLD)
Hydro | FISCHING | Austria | Total | 446 | International Commission on Large Dams (ICOLD)
Hydro | OREDON | France | Total | 448 | International Commission on Large Dams (ICOLD)
Hydro | GRALLA | Austria | Total | 451 | International Commission on Large Dams (ICOLD)
Hydro | RABENSTEIN | Austria | Total | 462 | International Commission on Large Dams (ICOLD)
Hydro | SAUT MORTIER | France | Total | 466 | International Commission on Large Dams (ICOLD)
Hydro | G_SCHENERALP | Switzerland | Total | 468 | International Commission on Large Dams (ICOLD)
Hydro | CHAPFENSEE NORD | Switzerland | Total | 474 | International Commission on Large Dams (ICOLD)
Hydro | BERKE | Turkey | Total | 478 | International Commission on Large Dams (ICOLD)
Hydro | LIMMERN | Switzerland | Total | 479 | International Commission on Large Dams (ICOLD)
Hydro | GROSSRAMING | Austria | Total | 480 | International Commission on Large Dams (ICOLD)
Hydro | BORTELSEE | Switzerland | Total | 483 | International Commission on Large Dams (ICOLD)
Hydro | CHARMES | France | Total | 489 | International Commission on Large Dams (ICOLD)
Hydro | CAP DE LONG | France | Total | 491 | International Commission on Large Dams (ICOLD)
Hydro | MOTZ CHAUTAGNE | France | Total | 494 | International Commission on Large Dams (ICOLD)
Hydro | THURNSDORF | Austria | Total | 496 | International Commission on Large Dams (ICOLD)
Hydro | ZAVR_NICA | Slovenia | Total | 500 | International Commission on Large Dams (ICOLD)
Hydro | Roodbar e Lorestan | Iran | Total | 507 | International Commission on Large Dams (ICOLD)
Hydro | ZIRMSEE | Austria | Total | 508 | International Commission on Large Dams (ICOLD)
Hydro | SAINT LAZARE | France | Total | 513 | International Commission on Large Dams (ICOLD)
Hydro | VAUSSAIRE | France | Total | 515 | International Commission on Large Dams (ICOLD)
Hydro | O_BALT | Slovenia | Total | 518 | International Commission on Large Dams (ICOLD)
Hydro | MARAETAI | New Zealand | Total | 519 | International Commission on Large Dams (ICOLD)
Hydro | OSCHENIKSEE | Austria | Total | 524 | International Commission on Large Dams (ICOLD)
Hydro | GROSSSEE | Austria | Total | 525 | International Commission on Large Dams (ICOLD)
Hydro | TUILIERES | France | Total | 528 | International Commission on Large Dams (ICOLD)
Hydro | LUCENDRO | Switzerland | Total | 529 | International Commission on Large Dams (ICOLD)
Hydro | BAIX DIGUES | France | Total | 530 | International Commission on Large Dams (ICOLD)
Hydro | NIEDERWARTHA/OBERBECKEN | Germany | Total | 536 | International Commission on Large Dams (ICOLD)
Hydro | PLAYAS | Colombia | Total | 541 | International Commission on Large Dams (ICOLD)
Hydro | POUZIN | France | Total | 542 | International Commission on Large Dams (ICOLD)
Hydro | GREZIOLLES | France | Total | 556 | International Commission on Large Dams (ICOLD)
Hydro | WAIPAPA | New Zealand | Total | 561 | International Commission on Large Dams (ICOLD)
Hydro | G_BSENSEE OST | Switzerland | Total | 567 | International Commission on Large Dams (ICOLD)
Hydro | G_BSENSEE WEST | Switzerland | Total | 567 | International Commission on Large Dams (ICOLD)
Hydro | BRADISOR | Romania | Total | 570 | International Commission on Large Dams (ICOLD)
Hydro | LES TOULES | Switzerland | Total | 570 | International Commission on Large Dams (ICOLD)
Hydro | SOLKAN | Slovenia | Total | 571 | International Commission on Large Dams (ICOLD)
Hydro | NOTRE DAME DE COMMIERS | France | Total | 581 | International Commission on Large Dams (ICOLD)
Hydro | SAINT VIDIAN | France | Total | 590 | International Commission on Large Dams (ICOLD)
Hydro | TRUEL | France | Total | 593 | International Commission on Large Dams (ICOLD)
Hydro | NEGOVANU | Romania | Total | 594 | International Commission on Large Dams (ICOLD)
Hydro | LEBRING | Austria | Total | 595 | International Commission on Large Dams (ICOLD)
Hydro | CHAMBON | France | Total | 595 | International Commission on Large Dams (ICOLD)
Hydro | SARIG_ZEL | Turkey | Total | 604 | International Commission on Large Dams (ICOLD)
Hydro | OBERVOGAU | Austria | Total | 617 | International Commission on Large Dams (ICOLD)
Hydro | ISOLA | Switzerland | Total | 619 | International Commission on Large Dams (ICOLD)
Hydro | CANCANO | Italy | Total | 620 | International Commission on Large Dams (ICOLD)
Hydro | SAINT HILAIRE | France | Total | 622 | International Commission on Large Dams (ICOLD)
Hydro | FORMIN | Slovenia | Total | 631 | International Commission on Large Dams (ICOLD)
Hydro | GABERSDORF | Austria | Total | 632 | International Commission on Large Dams (ICOLD)
Hydro | RANNA | Austria | Total | 635 | International Commission on Large Dams (ICOLD)
Hydro | CERESOLE REALE MAGG. | Italy | Total | 640 | International Commission on Large Dams (ICOLD)
Hydro | GURA APELOR | Romania | Total | 641 | International Commission on Large Dams (ICOLD)
Hydro | MALARCE | France | Total | 646 | International Commission on Large Dams (ICOLD)
Hydro | SAINT AMANS | France | Total | 647 | International Commission on Large Dams (ICOLD)
Hydro | LABARRE | France | Total | 652 | International Commission on Large Dams (ICOLD)
Hydro | SPIELFELD | Austria | Total | 657 | International Commission on Large Dams (ICOLD)
Hydro | RASCHAS | France | Total | 658 | International Commission on Large Dams (ICOLD)
Hydro | LAZER | France | Total | 661 | International Commission on Large Dams (ICOLD)
Hydro | REINOKSVATN | Norway | Total | 662 | International Commission on Large Dams (ICOLD)
Hydro | VILLEFORT | France | Total | 663 | International Commission on Large Dams (ICOLD)
Hydro | OBERAUDORF - EBBS | Austria | Total | 668 | International Commission on Large Dams (ICOLD)
Hydro | SANTA MARIA | Switzerland | Total | 678 | International Commission on Large Dams (ICOLD)
Hydro | SADU II | Romania | Total | 683 | International Commission on Large Dams (ICOLD)
Hydro | ROSENAU | Austria | Total | 685 | International Commission on Large Dams (ICOLD)
Hydro | VILLEFRANCHE DE PANAT | France | Total | 686 | International Commission on Large Dams (ICOLD)
Hydro | LUZZONE | Switzerland | Total | 686 | International Commission on Large Dams (ICOLD)
Hydro | ATIAMURI | New Zealand | Total | 687 | International Commission on Large Dams (ICOLD)
Hydro | CH_TELOT | Switzerland | Total | 690 | International Commission on Large Dams (ICOLD)
Hydro | LAKE BINNEY | Australia | Total | 691 | International Commission on Large Dams (ICOLD)
Hydro | DIESSBACH | Austria | Total | 694 | International Commission on Large Dams (ICOLD)
Hydro | SERRA | Italy | Total | 705 | International Commission on Large Dams (ICOLD)
Hydro | WILMOT | Australia | Total | 708 | International Commission on Large Dams (ICOLD)
Hydro | HOCHWURTEN | Austria | Total | 720 | International Commission on Large Dams (ICOLD)
Hydro | YAMANLI III | Turkey | Total | 728 | International Commission on Large Dams (ICOLD)
Hydro | VUZENICA | Slovenia | Total | 729 | International Commission on Large Dams (ICOLD)
Hydro | LOUROS | Greece | Total | 740 | International Commission on Large Dams (ICOLD)
Hydro | VALLIERES | France | Total | 750 | International Commission on Large Dams (ICOLD)
Hydro | MAINSKAYA | Russia (Russian Fed.) | Total | 750 | International Commission on Large Dams (ICOLD)
Hydro | LABRIOULETTE | France | Total | 754 | International Commission on Large Dams (ICOLD)
Hydro | GEZENDE | Turkey | Total | 758 | International Commission on Large Dams (ICOLD)
Hydro | SANETSCH | Switzerland | Total | 763 | International Commission on Large Dams (ICOLD)
Hydro | CAMBEYRAC | France | Total | 765 | International Commission on Large Dams (ICOLD)
Hydro | PASSAU - INGLING | Austria | Total | 772 | International Commission on Large Dams (ICOLD)
Hydro | KR_KO | Slovenia | Total | 773 | International Commission on Large Dams (ICOLD)
Hydro | K_PR_ | Turkey | Total | 773 | International Commission on Large Dams (ICOLD)
Hydro | CONTRA | Switzerland | Total | 781 | International Commission on Large Dams (ICOLD)
Hydro | PORCE 2 | Colombia | Total | 793 | International Commission on Large Dams (ICOLD)
Hydro | TURNU | Romania | Total | 794 | International Commission on Large Dams (ICOLD)
Hydro | EMOSSON | Switzerland | Total | 798 | International Commission on Large Dams (ICOLD)
Hydro | SADU GORJ | Romania | Total | 800 | International Commission on Large Dams (ICOLD)
Hydro | CALIMANESTI | Romania | Total | 802 | International Commission on Large Dams (ICOLD)
Hydro | COBB | New Zealand | Total | 808 | International Commission on Large Dams (ICOLD)
Hydro | SOLIS | Switzerland | Total | 828 | International Commission on Large Dams (ICOLD)
Hydro | NAGUILHES | France | Total | 830 | International Commission on Large Dams (ICOLD)
Hydro | DONG NAI 4 | Viet Nam | Total | 842 | International Commission on Large Dams (ICOLD)
Hydro | SASSIERE | France | Total | 846 | International Commission on Large Dams (ICOLD)
Hydro | DAFNOZONARA | Greece | Total | 850 | International Commission on Large Dams (ICOLD)
Hydro | VUHRED | Slovenia | Total | 852 | International Commission on Large Dams (ICOLD)
Hydro | MATAHINA | New Zealand | Total | 855 | International Commission on Large Dams (ICOLD)
Hydro | HONGRIN NORD | Switzerland | Total | 860 | International Commission on Large Dams (ICOLD)
Hydro | HONGRIN SUD | Switzerland | Total | 860 | International Commission on Large Dams (ICOLD)
Hydro | GRANDES PATURES | France | Total | 864 | International Commission on Large Dams (ICOLD)
Hydro | ARTO - BLANCA | Slovenia | Total | 864 | International Commission on Large Dams (ICOLD)
Hydro | LAVOURS | France | Total | 880 | International Commission on Large Dams (ICOLD)
Hydro | KALIGANDAKI | Nepal | Total | 884 | International Commission on Large Dams (ICOLD)
Hydro | MARIBORSKI OTOK | Slovenia | Total | 885 | International Commission on Large Dams (ICOLD)
Hydro | BELLEY DIGUES | France | Total | 888 | International Commission on Large Dams (ICOLD)
Hydro | CLUNY | Australia | Total | 889 | International Commission on Large Dams (ICOLD)
Hydro | TANNENSEE | Switzerland | Total | 892 | International Commission on Large Dams (ICOLD)
Hydro | CHAUMETTES | France | Total | 904 | International Commission on Large Dams (ICOLD)
Hydro | DA NHIM | Viet Nam | Total | 906 | International Commission on Large Dams (ICOLD)
Hydro | LESSOC | Switzerland | Total | 909 | International Commission on Large Dams (ICOLD)
Hydro | COUESQUE | France | Total | 912 | International Commission on Large Dams (ICOLD)
Hydro | BOBROWICE | Poland | Total | 917 | International Commission on Large Dams (ICOLD)
Hydro | VANELLE | France | Total | 920 | International Commission on Large Dams (ICOLD)
Hydro | VALLA | Italy | Total | 920 | International Commission on Large Dams (ICOLD)
Hydro | ARAPUNI | New Zealand | Total | 922 | International Commission on Large Dams (ICOLD)
Hydro | CATAGUNYA | Australia | Total | 924 | International Commission on Large Dams (ICOLD)
Hydro | GROSBOIS | France | Total | 927 | International Commission on Large Dams (ICOLD)
Hydro | DHRON | Germany | Total | 933 | International Commission on Large Dams (ICOLD)
Hydro | WAYATINAH | Australia | Total | 934 | International Commission on Large Dams (ICOLD)
Hydro | ARAING | France | Total | 943 | International Commission on Large Dams (ICOLD)
Hydro | BREMGARTEN -ZUFIKON | Switzerland | Total | 943 | International Commission on Large Dams (ICOLD)
Hydro | PIRTTIKOSKI | Finland | Total | 947 | International Commission on Large Dams (ICOLD)
Hydro | LAC LONG (GORDOLASQUE) | France | Total | 950 | International Commission on Large Dams (ICOLD)
Hydro | CETHANA | Australia | Total | 954 | International Commission on Large Dams (ICOLD)
Hydro | MAYET DE MONTAGNE | France | Total | 957 | International Commission on Large Dams (ICOLD)
Hydro | PIORA | Switzerland | Total | 961 | International Commission on Large Dams (ICOLD)
Hydro | KARTELL | Austria | Total | 970 | International Commission on Large Dams (ICOLD)
Hydro | HARJAVALTA | Finland | Total | 974 | International Commission on Large Dams (ICOLD)
Hydro | BEAUVOIR | France | Total | 977 | International Commission on Large Dams (ICOLD)
Hydro | PIZANCON | France | Total | 980 | International Commission on Large Dams (ICOLD)
Hydro | REPULSE | Australia | Total | 1000 | International Commission on Large Dams (ICOLD)
Hydro | DROSSEN | Austria | Total | 1000 | International Commission on Large Dams (ICOLD)
Hydro | BOUVANTE | France | Total | 1000 | International Commission on Large Dams (ICOLD)
Hydro | SEYSSEL | France | Total | 1000 | International Commission on Large Dams (ICOLD)
Hydro | VADURI | Romania | Total | 1000 | International Commission on Large Dams (ICOLD)
Hydro | MEDVODE | Slovenia | Total | 1000 | International Commission on Large Dams (ICOLD)
Hydro | DRAVOGRAD | Slovenia | Total | 1007 | International Commission on Large Dams (ICOLD)
Hydro | VATNEDALEN HOVEDDAM | Norway | Total | 1018 | International Commission on Large Dams (ICOLD)
Hydro | VATNEDALEN SEKUND_RDAM | Norway | Total | 1018 | International Commission on Large Dams (ICOLD)
Hydro | VENDA NOVA | Portugal | Total | 1028 | International Commission on Large Dams (ICOLD)
Hydro | BO_TANJ | Slovenia | Total | 1030 | International Commission on Large Dams (ICOLD)
Hydro | MONT CENIS | France | Total | 1033 | International Commission on Large Dams (ICOLD)
Hydro | FEISTRITZBACH (SOBOTH) | Austria | Total | 1036 | International Commission on Large Dams (ICOLD)
Hydro | MOIRY | Switzerland | Total | 1037 | International Commission on Large Dams (ICOLD)
Hydro | ETROIT | France | Total | 1042 | International Commission on Large Dams (ICOLD)
Hydro | SALAMONDE | Portugal | Total | 1043 | International Commission on Large Dams (ICOLD)
Hydro | BOR_KA | Turkey | Total | 1043 | International Commission on Large Dams (ICOLD)
Hydro | VIDRA | Romania | Total | 1044 | International Commission on Large Dams (ICOLD)
Hydro | PINET | France | Total | 1048 | International Commission on Large Dams (ICOLD)
Hydro | MOSTE | Slovenia | Total | 1051 | International Commission on Large Dams (ICOLD)
Hydro | BIOUS | France | Total | 1053 | International Commission on Large Dams (ICOLD)
Hydro | MONTSALVENS | Switzerland | Total | 1057 | International Commission on Large Dams (ICOLD)
Hydro | GNIOURE | France | Total | 1061 | International Commission on Large Dams (ICOLD)
Hydro | MIEL I | Colombia | Total | 1065 | International Commission on Large Dams (ICOLD)
Hydro | SCHWARZENBACH | Germany | Total | 1068 | International Commission on Large Dams (ICOLD)
Hydro | MUEHLRADING | Austria | Total | 1071 | International Commission on Large Dams (ICOLD)
Hydro | TECH | France | Total | 1077 | International Commission on Large Dams (ICOLD)
Hydro | ALTO LINDOSO | Portugal | Total | 1078 | International Commission on Large Dams (ICOLD)
Hydro | FREIBACH | Austria | Total | 1083 | International Commission on Large Dams (ICOLD)
Hydro | STANING | Austria | Total | 1084 | International Commission on Large Dams (ICOLD)
Hydro | VERNEY | France | Total | 1087 | International Commission on Large Dams (ICOLD)
Hydro | SCHAERDING - NEUHAUS | Austria | Total | 1089 | International Commission on Large Dams (ICOLD)
Hydro | LUMIEI | Italy | Total | 1106 | International Commission on Large Dams (ICOLD)
Hydro | PAHKAKOSKI | Finland | Total | 1108 | International Commission on Large Dams (ICOLD)
Hydro | LAOUZAS | France | Total | 1110 | International Commission on Large Dams (ICOLD)
Hydro | GIROTTE | France | Total | 1114 | International Commission on Large Dams (ICOLD)
Hydro | A VUONG | Viet Nam | Total | 1115 | International Commission on Large Dams (ICOLD)
Hydro | TORUL | Turkey | Total | 1121 | International Commission on Large Dams (ICOLD)
Hydro | QUEUILLE | France | Total | 1125 | International Commission on Large Dams (ICOLD)
Hydro | SFIKIA | Greece | Total | 1132 | International Commission on Large Dams (ICOLD)
Hydro | VRHOVO | Slovenia | Total | 1135 | International Commission on Large Dams (ICOLD)
Hydro | LAGO BIANCO NORD | Switzerland | Total | 1135 | International Commission on Large Dams (ICOLD)
Hydro | LAGO BIANCO S_D | Switzerland | Total | 1135 | International Commission on Large Dams (ICOLD)
Hydro | BANNALP | Switzerland | Total | 1143 | International Commission on Large Dams (ICOLD)
Hydro | ARGENTAT | France | Total | 1152 | International Commission on Large Dams (ICOLD)
Hydro | PUYVALADOR | France | Total | 1159 | International Commission on Large Dams (ICOLD)
Hydro | STRUBKLAMM | Austria | Total | 1167 | International Commission on Large Dams (ICOLD)
Hydro | TREIGNAC | France | Total | 1174 | International Commission on Large Dams (ICOLD)
Hydro | PALOONA | Australia | Total | 1179 | International Commission on Large Dams (ICOLD)
Hydro | HINEMAIAIA A | New Zealand | Total | 1200 | International Commission on Large Dams (ICOLD)
Hydro | TARGU JIU | Romania | Total | 1200 | International Commission on Large Dams (ICOLD)
Hydro | CERBURENI | Romania | Total | 1207 | International Commission on Large Dams (ICOLD)
Hydro | VINH SON A | Viet Nam | Total | 1217 | International Commission on Large Dams (ICOLD)
Hydro | BOU?_ | Portugal | Total | 1225 | International Commission on Large Dams (ICOLD)
Hydro | MACKENZIE | Australia | Total | 1233 | International Commission on Large Dams (ICOLD)
Hydro | DERINER | Turkey | Total | 1246 | International Commission on Large Dams (ICOLD)
Hydro | MATKA | Former Yugoslav Rep. of Macedonia | Total | 1250 | International Commission on Large Dams (ICOLD)
Hydro | LASTIOULLES NORD | France | Total | 1260 | International Commission on Large Dams (ICOLD)
Hydro | GELMER | Switzerland | Total | 1265 | International Commission on Large Dams (ICOLD)
Hydro | MAREGES | France | Total | 1266 | International Commission on Large Dams (ICOLD)
Hydro | SEYRANTEPE | Turkey | Total | 1273 | International Commission on Large Dams (ICOLD)
Hydro | CHEZELLES | France | Total | 1278 | International Commission on Large Dams (ICOLD)
Hydro | CHATELOT | France | Total | 1280 | International Commission on Large Dams (ICOLD)
Hydro | CHARMINES | France | Total | 1283 | International Commission on Large Dams (ICOLD)
Hydro | LAGO TRUZZO | Italy | Total | 1286 | International Commission on Large Dams (ICOLD)
Hydro | BISSORTE | France | Total | 1289 | International Commission on Large Dams (ICOLD)
Hydro | MAALISMAA | Finland | Total | 1299 | International Commission on Large Dams (ICOLD)
Hydro | WHAKAMARU | New Zealand | Total | 1312 | International Commission on Large Dams (ICOLD)
Hydro | LANDE | France | Total | 1313 | International Commission on Large Dams (ICOLD)
Hydro | KIERIKKI | Finland | Total | 1321 | International Commission on Large Dams (ICOLD)
Hydro | ROTLECH | Austria | Total | 1333 | International Commission on Large Dams (ICOLD)
Hydro | PORTILLON | France | Total | 1333 | International Commission on Large Dams (ICOLD)
Hydro | INNERFERRERA | Switzerland | Total | 1333 | International Commission on Large Dams (ICOLD)
Hydro | VALLE DI LEI | Switzerland | Total | 1338 | International Commission on Large Dams (ICOLD)
Hydro | MANCIES | France | Total | 1345 | International Commission on Large Dams (ICOLD)
Hydro | GLOBOCHICA | Former Yugoslav Rep. of Macedonia | Total | 1350 | International Commission on Large Dams (ICOLD)
Hydro | MONTEYNARD | France | Total | 1375 | International Commission on Large Dams (ICOLD)
Hydro | MALAIA | Romania | Total | 1382 | International Commission on Large Dams (ICOLD)
Hydro | SOGAMOSO | Colombia | Total | 1384 | International Commission on Large Dams (ICOLD)
Hydro | Karoon4 | Iran | Total | 1387 | International Commission on Large Dams (ICOLD)
Hydro | GUILLERMO CANO ( JAGUAS ) | Colombia | Total | 1394 | International Commission on Large Dams (ICOLD)
Hydro | MENGE | Turkey | Total | 1397 | International Commission on Large Dams (ICOLD)
Hydro | SONGA HOVEDDAM | Norway | Total | 1398 | International Commission on Large Dams (ICOLD)
Hydro | ILLSEE | Switzerland | Total | 1400 | International Commission on Large Dams (ICOLD)
Hydro | IRGANAY | Russia (Russian Fed.) | Total | 1406 | International Commission on Large Dams (ICOLD)
Hydro | K_RT_N | Turkey | Total | 1414 | International Commission on Large Dams (ICOLD)
Hydro | CHASTANG | France | Total | 1432 | International Commission on Large Dams (ICOLD)
Hydro | PLA DE SOULCEM | France | Total | 1444 | International Commission on Large Dams (ICOLD)
Hydro | KOLSI | Finland | Total | 1445 | International Commission on Large Dams (ICOLD)
Hydro | KULEKHANI | Nepal | Total | 1467 | International Commission on Large Dams (ICOLD)
Hydro | CAILLAOUAS | France | Total | 1469 | International Commission on Large Dams (ICOLD)
Hydro | JOURDANIE | France | Total | 1480 | International Commission on Large Dams (ICOLD)
Hydro | MELCHSEE | Switzerland | Total | 1486 | International Commission on Large Dams (ICOLD)
Hydro | VAUGRIS | France | Total | 1493 | International Commission on Large Dams (ICOLD)
Hydro | AIGLE | France | Total | 1500 | International Commission on Large Dams (ICOLD)
Hydro | VILLENEUVE SUR LOT | France | Total | 1500 | International Commission on Large Dams (ICOLD)
Hydro | OESTI | Romania | Total | 1500 | International Commission on Large Dams (ICOLD)
Hydro | PARADELA | Portugal | Total | 1502 | International Commission on Large Dams (ICOLD)
Hydro | LADONAS | Greece | Total | 1538 | International Commission on Large Dams (ICOLD)
Hydro | VILARINHO DAS FURNAS | Portugal | Total | 1538 | International Commission on Large Dams (ICOLD)
Hydro | BRAUNAU SIMBACH | Austria | Total | 1545 | International Commission on Large Dams (ICOLD)
Hydro | AYAME 2 | Ivory Coast | Total | 1545 | International Commission on Large Dams (ICOLD)
Hydro | TOP_AM | Turkey | Total | 1553 | International Commission on Large Dams (ICOLD)
Hydro | HAUTEFAGE | France | Total | 1554 | International Commission on Large Dams (ICOLD)
Hydro | LA HONDA | Venezuela | Total | 1571 | International Commission on Large Dams (ICOLD)
Hydro | MAURY | France | Total | 1581 | International Commission on Large Dams (ICOLD)
Hydro | OSSAUSKOSKI | Finland | Total | 1597 | International Commission on Large Dams (ICOLD)
Hydro | ETABLES | France | Total | 1611 | International Commission on Large Dams (ICOLD)
Hydro | HINEMAIAIA B | New Zealand | Total | 1622 | International Commission on Large Dams (ICOLD)
Hydro | BELVER | Portugal | Total | 1625 | International Commission on Large Dams (ICOLD)
Hydro | KARACA_REN II | Turkey | Total | 1633 | International Commission on Large Dams (ICOLD)
Hydro | MAVCICE | Slovenia | Total | 1639 | International Commission on Large Dams (ICOLD)
Hydro | MALAUSE | France | Total | 1648 | International Commission on Large Dams (ICOLD)
Hydro | IZOURT | France | Total | 1650 | International Commission on Large Dams (ICOLD)
Hydro | VANTTAUSKOSKI | Finland | Total | 1652 | International Commission on Large Dams (ICOLD)
Hydro | YEYWA | Myanmar | Total | 1662 | International Commission on Large Dams (ICOLD)
Hydro | SALANFE | Switzerland | Total | 1682 | International Commission on Large Dams (ICOLD)
Hydro | ANIWHENUA BARRAGE | New Zealand | Total | 1700 | International Commission on Large Dams (ICOLD)
Hydro | LUZECH | France | Total | 1732 | International Commission on Large Dams (ICOLD)
Hydro | CHIXOY | Guatemala | Total | 1733 | International Commission on Large Dams (ICOLD)
Hydro | CURTEA DE ARGES | Romania | Total | 1733 | International Commission on Large Dams (ICOLD)
Hydro | P_LLI | Finland | Total | 1755 | International Commission on Large Dams (ICOLD)
Hydro | YALY | Viet Nam | Total | 1767 | International Commission on Large Dams (ICOLD)
Hydro | EGGLFING - OBERNBERG | Austria | Total | 1773 | International Commission on Large Dams (ICOLD)
Hydro | CROUX | France | Total | 1818 | International Commission on Large Dams (ICOLD)
Hydro | HELJAREYGA | Denmark | Total | 1833 | International Commission on Large Dams (ICOLD)
Hydro | FULLY | Switzerland | Total | 1833 | International Commission on Large Dams (ICOLD)
Hydro | BASTYAN | Australia | Total | 1837 | International Commission on Large Dams (ICOLD)
Hydro | FABREGES | France | Total | 1862 | International Commission on Large Dams (ICOLD)
Hydro | HASAN UGURLU | Turkey | Total | 1862 | International Commission on Large Dams (ICOLD)
Hydro | ANTHONY | Australia | Total | 1868 | International Commission on Large Dams (ICOLD)
Hydro | TIGNES | France | Total | 1890 | International Commission on Large Dams (ICOLD)
Hydro | KOTMALE | Sri Lanka | Total | 1908 | International Commission on Large Dams (ICOLD)
Hydro | ROCHE BAT L'AIGUE | France | Total | 1933 | International Commission on Large Dams (ICOLD)
Hydro | SAUTET | France | Total | 1933 | International Commission on Large Dams (ICOLD)
Hydro | LANGLERET | France | Total | 1944 | International Commission on Large Dams (ICOLD)
Hydro | ST. PETKA | Former Yugoslav Rep. of Macedonia | Total | 1970 | International Commission on Large Dams (ICOLD)
Hydro | CARUACHI | Venezuela | Total | 1983 | International Commission on Large Dams (ICOLD)
Hydro | DAMPJOUX | France | Total | 2000 | International Commission on Large Dams (ICOLD)
Hydro | POUTU DAM | New Zealand | Total | 2023 | International Commission on Large Dams (ICOLD)
Hydro | MESSOCHORA | Greece | Total | 2031 | International Commission on Large Dams (ICOLD)
Hydro | ALLEMENT | France | Total | 2045 | International Commission on Large Dams (ICOLD)
Hydro | ERING - FRAUENSTEIN | Austria | Total | 2055 | International Commission on Large Dams (ICOLD)
Hydro | DEVILS GATE | Australia | Total | 2118 | International Commission on Large Dams (ICOLD)
Hydro | PLAVINAS | Latvia | Total | 2133 | International Commission on Large Dams (ICOLD)
Hydro | FRATEL | Portugal | Total | 2155 | International Commission on Large Dams (ICOLD)
Hydro | NSEKE | Congo (Dem. Rep. of) | Total | 2163 | International Commission on Large Dams (ICOLD)
Hydro | REECE | Australia | Total | 2166 | International Commission on Large Dams (ICOLD)
Hydro | RATAPIKO | New Zealand | Total | 2231 | International Commission on Large Dams (ICOLD)
Hydro | GURA LOTRULUI | Romania | Total | 2241 | International Commission on Large Dams (ICOLD)
Hydro | AURSJ_ | Norway | Total | 2243 | International Commission on Large Dams (ICOLD)
Hydro | RAASAKKA | Finland | Total | 2250 | International Commission on Large Dams (ICOLD)
Hydro | M_HLEBERG | Switzerland | Total | 2281 | International Commission on Large Dams (ICOLD)
Hydro | VATNID | Denmark | Total | 2294 | International Commission on Large Dams (ICOLD)
Hydro | KARAPIRO | New Zealand | Total | 2305 | International Commission on Large Dams (ICOLD)
Hydro | LANAU | France | Total | 2306 | International Commission on Large Dams (ICOLD)
Hydro | DAESTI | Romania | Total | 2308 | International Commission on Large Dams (ICOLD)
Hydro | SON LA | Viet Nam | Total | 2376 | International Commission on Large Dams (ICOLD)
Hydro | RAMNICU VALCEA | Romania | Total | 2381 | International Commission on Large Dams (ICOLD)
Hydro | TUMUT 3 PIPELINE | Australia | Total | 2384 | International Commission on Large Dams (ICOLD)
Hydro | MONTLARRON | France | Total | 2393 | International Commission on Large Dams (ICOLD)
Hydro | LOMUNDOYRAR | Denmark | Total | 2400 | International Commission on Large Dams (ICOLD)
Hydro | SAMANALAWEWA | Sri Lanka | Total | 2402 | International Commission on Large Dams (ICOLD)
Hydro | UTANEN | Finland | Total | 2415 | International Commission on Large Dams (ICOLD)
Hydro | STORGLOMVATN | Norway | Total | 2472 | International Commission on Large Dams (ICOLD)
Hydro | VIDRARU | Romania | Total | 2500 | International Commission on Large Dams (ICOLD)
Hydro | GRIES | Switzerland | Total | 2523 | International Commission on Large Dams (ICOLD)
Hydro | SAINTS PEYRES | France | Total | 2561 | International Commission on Large Dams (ICOLD)
Hydro | TOUVEDO | Portugal | Total | 2567 | International Commission on Large Dams (ICOLD)
Hydro | ROCKY VALLEY | Australia | Total | 2573 | International Commission on Large Dams (ICOLD)
Hydro | CASTELNAU LASSOUTS | France | Total | 2595 | International Commission on Large Dams (ICOLD)
Hydro | KANDIL | Turkey | Total | 2616 | International Commission on Large Dams (ICOLD)
Hydro | WAIHI | New Zealand | Total | 2625 | International Commission on Large Dams (ICOLD)
Hydro | WRZESZCZYN | Poland | Total | 2667 | International Commission on Large Dams (ICOLD)
Hydro | PANGARATI | Romania | Total | 2684 | International Commission on Large Dams (ICOLD)
Hydro | PET_J_SKOSKI | Finland | Total | 2693 | International Commission on Large Dams (ICOLD)
Hydro | SANTA RITA | Colombia | Total | 2715 | International Commission on Large Dams (ICOLD)
Hydro | BACAU | Romania | Total | 2735 | International Commission on Large Dams (ICOLD)
Hydro | TARNITA | Romania | Total | 2750 | International Commission on Large Dams (ICOLD)
Hydro | LA YESCA | Mexico | Total | 2760 | International Commission on Large Dams (ICOLD)
Hydro | RHODANNENBERG | Switzerland | Total | 2765 | International Commission on Large Dams (ICOLD)
Hydro | KONI | Congo (Dem. Rep. of) | Total | 2778 | International Commission on Large Dams (ICOLD)
Hydro | WISENTA | Germany | Total | 2790 | International Commission on Large Dams (ICOLD)
Hydro | YENICE | Turkey | Total | 2811 | International Commission on Large Dams (ICOLD)
Hydro | WIESTAL | Austria | Total | 2818 | International Commission on Large Dams (ICOLD)
Hydro | TORR_O | Portugal | Total | 2855 | International Commission on Large Dams (ICOLD)
Hydro | SALZA | Austria | Total | 2857 | International Commission on Large Dams (ICOLD)
Hydro | CIZE BOLOZON | France | Total | 2889 | International Commission on Large Dams (ICOLD)
Hydro | F_RREVASSDAMMEN | Norway | Total | 2900 | International Commission on Large Dams (ICOLD)
Hydro | NAM NGUM 5 | Laos (Lao People_s Dem. Rep.) | Total | 2907 | International Commission on Large Dams (ICOLD)
Hydro | SILVRETTA | Austria | Total | 2911 | International Commission on Large Dams (ICOLD)
Hydro | AGE | France | Total | 2923 | International Commission on Large Dams (ICOLD)
Hydro | KOELNBREIN | Austria | Total | 2961 | International Commission on Large Dams (ICOLD)
Hydro | GAMP | Austria | Total | 2963 | International Commission on Large Dams (ICOLD)
Hydro | KURATAU | New Zealand | Total | 2967 | International Commission on Large Dams (ICOLD)
Hydro | GRANGENT | France | Total | 2992 | International Commission on Large Dams (ICOLD)
Hydro | ARNENSEE | Switzerland | Total | 3040 | International Commission on Large Dams (ICOLD)
Hydro | OBERAAR | Switzerland | Total | 3042 | International Commission on Large Dams (ICOLD)
Hydro | SCHIFFENEN | Switzerland | Total | 3058 | International Commission on Large Dams (ICOLD)
Hydro | MANAPOURI LAKE CONTROL | New Zealand | Total | 3065 | International Commission on Large Dams (ICOLD)
Hydro | EGUZON | France | Total | 3089 | International Commission on Large Dams (ICOLD)
Hydro | HERCULANE | Romania | Total | 3120 | International Commission on Large Dams (ICOLD)
Hydro | RIVIERES | France | Total | 3122 | International Commission on Large Dams (ICOLD)
Hydro | MIGOELOU | France | Total | 3125 | International Commission on Large Dams (ICOLD)
Hydro | LANOUX | France | Total | 3148 | International Commission on Large Dams (ICOLD)
Hydro | VAUFREY | France | Total | 3159 | International Commission on Large Dams (ICOLD)
Hydro | ROCHE AU MOINE | France | Total | 3182 | International Commission on Large Dams (ICOLD)
Hydro | HAAPAKOSKI | Finland | Total | 3185 | International Commission on Large Dams (ICOLD)
Hydro | MEADOWBANK | Australia | Total | 3209 | International Commission on Large Dams (ICOLD)
Hydro | ISOHAARA | Finland | Total | 3230 | International Commission on Large Dams (ICOLD)
Hydro | HIERZMANN | Austria | Total | 3250 | International Commission on Large Dams (ICOLD)
Hydro | DAOURAT | Morocco | Total | 3250 | International Commission on Large Dams (ICOLD)
Hydro | MONCEAUX LA VIROLLE | France | Total | 3268 | International Commission on Large Dams (ICOLD)
Hydro | THURIES | France | Total | 3292 | International Commission on Large Dams (ICOLD)
Hydro | KOOMBOOLOOMBA | Australia | Total | 3294 | International Commission on Large Dams (ICOLD)
Hydro | LAKE MARGARET | Australia | Total | 3298 | International Commission on Large Dams (ICOLD)
Hydro | CHAMPSANGLARD | France | Total | 3438 | International Commission on Large Dams (ICOLD)
Hydro | BORDE SECO | Venezuela | Total | 3441 | International Commission on Large Dams (ICOLD)
Hydro | TATAR | Turkey | Total | 3444 | International Commission on Large Dams (ICOLD)
Hydro | COISELET | France | Total | 3455 | International Commission on Large Dams (ICOLD)
Hydro | BORT LES ORGUES | France | Total | 3461 | International Commission on Large Dams (ICOLD)
Hydro | SCHR_H | Switzerland | Total | 3483 | International Commission on Large Dams (ICOLD)
Hydro | VARG_N | Sweden | Total | 3513 | International Commission on Large Dams (ICOLD)
Hydro | CARDENELLO | Italy | Total | 3542 | International Commission on Large Dams (ICOLD)
Hydro | STUETTA | Italy | Total | 3542 | International Commission on Large Dams (ICOLD)
Hydro | G_K_EKAYA | Turkey | Total | 3559 | International Commission on Large Dams (ICOLD)
Hydro | BOCKHARTSEE | Austria | Total | 3562 | International Commission on Large Dams (ICOLD)
Hydro | SARRANS | France | Total | 3571 | International Commission on Large Dams (ICOLD)
Hydro | VEZINS | France | Total | 3600 | International Commission on Large Dams (ICOLD)
Hydro | MARCILLAC | France | Total | 3607 | International Commission on Large Dams (ICOLD)
Hydro | MANAVGAT | Turkey | Total | 3636 | International Commission on Large Dams (ICOLD)
Hydro | KARAKAYA | Turkey | Total | 3644 | International Commission on Large Dams (ICOLD)
Hydro | TISMANA AVAL | Romania | Total | 3667 | International Commission on Large Dams (ICOLD)
Hydro | TAIVALKOSKI | Finland | Total | 3686 | International Commission on Large Dams (ICOLD)
Hydro | RAVIEGE | France | Total | 3712 | International Commission on Large Dams (ICOLD)
Hydro | CALACUCCIA | France | Total | 3738 | International Commission on Large Dams (ICOLD)
Hydro | SAINT MARC | France | Total | 3750 | International Commission on Large Dams (ICOLD)
Hydro | LARTIGE | France | Total | 3750 | International Commission on Large Dams (ICOLD)
Hydro | GARLENI | Romania | Total | 3828 | International Commission on Large Dams (ICOLD)
Hydro | VADENI | Romania | Total | 3880 | International Commission on Large Dams (ICOLD)
Hydro | AVIEMORE | New Zealand | Total | 3978 | International Commission on Large Dams (ICOLD)
Hydro | PRADEAUX | France | Total | 4000 | International Commission on Large Dams (ICOLD)
Hydro | SERRE PONCON | France | Total | 4143 | International Commission on Large Dams (ICOLD)
Hydro | UZUN_AYIR | Turkey | Total | 4171 | International Commission on Large Dams (ICOLD)
Hydro | FADES | France | Total | 4278 | International Commission on Large Dams (ICOLD)
Hydro | KALIVACI | Albania | Total | 4286 | International Commission on Large Dams (ICOLD)
Hydro | H_HNERMATT | Switzerland | Total | 4289 | International Commission on Large Dams (ICOLD)
Hydro | IN DEN SCHLAGEN | Switzerland | Total | 4289 | International Commission on Large Dams (ICOLD)
Hydro | OSIGLIETTA | Italy | Total | 4313 | International Commission on Large Dams (ICOLD)
Hydro | MERIKOSKI | Finland | Total | 4333 | International Commission on Large Dams (ICOLD)
Hydro | KARKAMIS | Turkey | Total | 4356 | International Commission on Large Dams (ICOLD)
Hydro | BOYABAT | Turkey | Total | 4360 | International Commission on Large Dams (ICOLD)
Hydro | NEPES | France | Total | 4375 | International Commission on Large Dams (ICOLD)
Hydro | EL CAJ_N | Mexico | Total | 4414 | International Commission on Large Dams (ICOLD)
Hydro | MARTINEIX | France | Total | 4444 | International Commission on Large Dams (ICOLD)
Hydro | FLEIX | France | Total | 4444 | International Commission on Large Dams (ICOLD)
Hydro | ROSSENS | Switzerland | Total | 4444 | International Commission on Large Dams (ICOLD)
Hydro | BENMORE | New Zealand | Total | 4448 | International Commission on Large Dams (ICOLD)
Hydro | SIRNAK | Turkey | Total | 4463 | International Commission on Large Dams (ICOLD)
Hydro | SANTA LUZIA | Portugal | Total | 4473 | International Commission on Large Dams (ICOLD)
Hydro | VILAR | Portugal | Total | 4527 | International Commission on Large Dams (ICOLD)
Hydro | RACOVA | Romania | Total | 4550 | International Commission on Large Dams (ICOLD)
Hydro | MOTALA | Sweden | Total | 4552 | International Commission on Large Dams (ICOLD)
Hydro | ROCHE TALAMIE | France | Total | 4559 | International Commission on Large Dams (ICOLD)
Hydro | SAUT DE VESOLES | France | Total | 4577 | International Commission on Large Dams (ICOLD)
Hydro | PIATRA NEAMT | Romania | Total | 4615 | International Commission on Large Dams (ICOLD)
Hydro | SCHLUCHSEE | Germany | Total | 4631 | International Commission on Large Dams (ICOLD)
Hydro | ARTOUSTE | France | Total | 4667 | International Commission on Large Dams (ICOLD)
Hydro | LILIECI | Romania | Total | 4673 | International Commission on Large Dams (ICOLD)
Hydro | KEGUMS | Latvia | Total | 4737 | International Commission on Large Dams (ICOLD)
Hydro | _AMLIG_ZE | Turkey | Total | 4902 | International Commission on Large Dams (ICOLD)
Hydro | RABODANGES | France | Total | 5114 | International Commission on Large Dams (ICOLD)
Hydro | PUNT DAL GALL | Switzerland | Total | 5120 | International Commission on Large Dams (ICOLD)
Hydro | TEMPLE | France | Total | 5178 | International Commission on Large Dams (ICOLD)
Hydro | WALSBURG | Germany | Total | 5200 | International Commission on Large Dams (ICOLD)
Hydro | VISTEA | Romania | Total | 5212 | International Commission on Large Dams (ICOLD)
Hydro | VOUGLANS | France | Total | 5500 | International Commission on Large Dams (ICOLD)
Hydro | CONFOLENT | France | Total | 5571 | International Commission on Large Dams (ICOLD)
Hydro | RIGA | Latvia | Total | 5649 | International Commission on Large Dams (ICOLD)
Hydro | SEEUFEREGG | Switzerland | Total | 5667 | International Commission on Large Dams (ICOLD)
Hydro | SPITALLAMM | Switzerland | Total | 5667 | International Commission on Large Dams (ICOLD)
Hydro | TRAUALPSEE | Austria | Total | 5750 | International Commission on Large Dams (ICOLD)
Hydro | FARKAD | Uzbekistan | Total | 5783 | International Commission on Large Dams (ICOLD)
Hydro | ERMENEK | Turkey | Total | 5787 | International Commission on Large Dams (ICOLD)
Hydro | SCOREIU | Romania | Total | 5811 | International Commission on Large Dams (ICOLD)
Hydro | HATEG | Romania | Total | 5905 | International Commission on Large Dams (ICOLD)
Hydro | MYRARNAR | Denmark | Total | 6000 | International Commission on Large Dams (ICOLD)
Hydro | CLARK | Australia | Total | 6060 | International Commission on Large Dams (ICOLD)
Hydro | TUYEN QUANG | Viet Nam | Total | 6132 | International Commission on Large Dams (ICOLD)
Hydro | EIDISVATN | Denmark | Total | 6250 | International Commission on Large Dams (ICOLD)
Hydro | HOUAYHO | Laos (Lao People_s Dem. Rep.) | Total | 6379 | International Commission on Large Dams (ICOLD)
Hydro | NEUVIC D'USSEL | France | Total | 6391 | International Commission on Large Dams (ICOLD)
Hydro | _ZL_CE | Turkey | Total | 6416 | International Commission on Large Dams (ICOLD)
Hydro | SAINT ETIENNE CANTALES | France | Total | 6460 | International Commission on Large Dams (ICOLD)
Hydro | PLAN D'AMONT | France | Total | 6500 | International Commission on Large Dams (ICOLD)
Hydro | MANKALA | Finland | Total | 6615 | International Commission on Large Dams (ICOLD)
Hydro | VILLEJOUBERT | France | Total | 6667 | International Commission on Large Dams (ICOLD)
Hydro | CABRIL | Portugal | Total | 6721 | International Commission on Large Dams (ICOLD)
Hydro | ATAK_Y | Turkey | Total | 6750 | International Commission on Large Dams (ICOLD)
Hydro | PIGES AOOU | Greece | Total | 6970 | International Commission on Large Dams (ICOLD)
Hydro | MACKINTOSH | Australia | Total | 7008 | International Commission on Large Dams (ICOLD)
Hydro | _ERMIKLER | Turkey | Total | 7037 | International Commission on Large Dams (ICOLD)
Hydro | ENCHANET | France | Total | 7069 | International Commission on Large Dams (ICOLD)
Hydro | ARPASU | Romania | Total | 7083 | International Commission on Large Dams (ICOLD)
Hydro | SLATINA | Romania | Total | 7098 | International Commission on Large Dams (ICOLD)
Hydro | ALTINKAYA | Turkey | Total | 7249 | International Commission on Large Dams (ICOLD)
Hydro | PRACANA | Portugal | Total | 7286 | International Commission on Large Dams (ICOLD)
Hydro | KAINZMUEHL | Germany | Total | 7375 | International Commission on Large Dams (ICOLD)
Hydro | CALIMA | Colombia | Total | 7438 | International Commission on Large Dams (ICOLD)
Hydro | MONTTA | Finland | Total | 7500 | International Commission on Large Dams (ICOLD)
Hydro | ROBERT-BOURASSA | Canada | Total | 7527 | International Commission on Large Dams (ICOLD)
Hydro | BUJALEUF | France | Total | 7778 | International Commission on Large Dams (ICOLD)
Hydro | KURKIASKA | Finland | Total | 7915 | International Commission on Large Dams (ICOLD)
Hydro | GRANDVAL | France | Total | 8088 | International Commission on Large Dams (ICOLD)
Hydro | VILLEBOIS | France | Total | 8106 | International Commission on Large Dams (ICOLD)
Hydro | MENZELET | Turkey | Total | 8155 | International Commission on Large Dams (ICOLD)
Hydro | GURI | Venezuela | Total | 8173 | International Commission on Large Dams (ICOLD)
Hydro | Seymareh | Iran | Total | 8176 | International Commission on Large Dams (ICOLD)
Hydro | AVRIG | Romania | Total | 8462 | International Commission on Large Dams (ICOLD)
Hydro | VASSIVIERE | France | Total | 8609 | International Commission on Large Dams (ICOLD)
Hydro | POURNARI | Greece | Total | 8766 | International Commission on Large Dams (ICOLD)
Hydro | MATARAKOSKI | Finland | Total | 8871 | International Commission on Large Dams (ICOLD)
Hydro | BAYRAMHACILI | Turkey | Total | 8916 | International Commission on Large Dams (ICOLD)
Hydro | ORL_K | Czech Republic | Total | 9107 | International Commission on Large Dams (ICOLD)
Hydro | CROTTY | Australia | Total | 9229 | International Commission on Large Dams (ICOLD)
Hydro | KURITTUKOSKI | Finland | Total | 9310 | International Commission on Large Dams (ICOLD)
Hydro | DONG NAI 3 | Viet Nam | Total | 9412 | International Commission on Large Dams (ICOLD)
Hydro | CZCHOW | Poland | Total | 9714 | International Commission on Large Dams (ICOLD)
Hydro | AITTOKOSKI | Finland | Total | 10692 | International Commission on Large Dams (ICOLD)
Hydro | STAUSEE AHAUSEN | Germany | Total | 10760 | International Commission on Large Dams (ICOLD)
Hydro | KEBAN | Turkey | Total | 11250 | International Commission on Large Dams (ICOLD)
Hydro | EICHICHT | Germany | Total | 11783 | International Commission on Large Dams (ICOLD)
Hydro | TEKAPO LAKE CONTROL | New Zealand | Total | 11895 | International Commission on Large Dams (ICOLD)
Hydro | FORSTSEE | Austria | Total | 12000 | International Commission on Large Dams (ICOLD)
Hydro | PRAT | France | Total | 12000 | International Commission on Large Dams (ICOLD)
Hydro | LOHMUHLE | Luxembourg | Total | 12000 | International Commission on Large Dams (ICOLD)
Hydro | YATE | France | Total | 12014 | International Commission on Large Dams (ICOLD)
Hydro | GUERLEDAN | France | Total | 12308 | International Commission on Large Dams (ICOLD)
Hydro | MIENA ROCKFILL | Australia | Total | 14022 | International Commission on Large Dams (ICOLD)
Hydro | VOILA | Romania | Total | 14310 | International Commission on Large Dams (ICOLD)
Hydro | TAABO | Ivory Coast | Total | 14435 | International Commission on Large Dams (ICOLD)
Hydro | GUILHOFREI | Portugal | Total | 14818 | International Commission on Large Dams (ICOLD)
Hydro | TCHIMBELE | Gabon | Total | 15200 | International Commission on Large Dams (ICOLD)
Hydro | BURGKHAMMER | Germany | Total | 15560 | International Commission on Large Dams (ICOLD)
Hydro | GALENS | France | Total | 15806 | International Commission on Large Dams (ICOLD)
Hydro | HIETAMANKOSKI | Finland | Total | 16250 | International Commission on Large Dams (ICOLD)
Hydro | TRONERAS | Colombia | Total | 17222 | International Commission on Large Dams (ICOLD)
Hydro | CANI_ADA | Portugal | Total | 17225 | International Commission on Large Dams (ICOLD)
Hydro | QOLORTORSUAQ | Denmark | Total | 18889 | International Commission on Large Dams (ICOLD)
Hydro | RINCON DE BAYGORRIA | Uruguay | Total | 19129 | International Commission on Large Dams (ICOLD)
Hydro | GORDON | Australia | Total | 19294 | International Commission on Large Dams (ICOLD)
Hydro | CONSTITUCION | Uruguay | Total | 19668 | International Commission on Large Dams (ICOLD)
Hydro | ROWALLAN | Australia | Total | 19689 | International Commission on Large Dams (ICOLD)
Hydro | PUKAKI CANAL INLET DAM | New Zealand | Total | 19886 | International Commission on Large Dams (ICOLD)
Hydro | KOKKOSNIVA | Finland | Total | 21392 | International Commission on Large Dams (ICOLD)
Hydro | POIO | Portugal | Total | 22000 | International Commission on Large Dams (ICOLD)
Hydro | ROPHEMEL | France | Total | 22500 | International Commission on Large Dams (ICOLD)
Hydro | VAJUKOSKI | Finland | Total | 22667 | International Commission on Large Dams (ICOLD)
Hydro | ALTO RABAG_O | Portugal | Total | 22680 | International Commission on Large Dams (ICOLD)
Hydro | ALPASLAN I | Turkey | Total | 23483 | International Commission on Large Dams (ICOLD)
Hydro | KELUKOSKI | Finland | Total | 24359 | International Commission on Large Dams (ICOLD)
Hydro | SEITENOIKEA | Finland | Total | 26538 | International Commission on Large Dams (ICOLD)
Hydro | LIPNO 1 | Czech Republic | Total | 32905 | International Commission on Large Dams (ICOLD)
Hydro | SAINT MICHEL | France | Total | 34615 | International Commission on Large Dams (ICOLD)
Hydro | KRALKIZI | Turkey | Total | 39384 | International Commission on Large Dams (ICOLD)
Hydro | RANCE | France | Total | 40741 | International Commission on Large Dams (ICOLD)
Hydro | GUAJOYO | El Salvador | Total | 41094 | International Commission on Large Dams (ICOLD)
Hydro | PARELOUP | France | Total | 41967 | International Commission on Large Dams (ICOLD)
Hydro | KANG | Denmark | Total | 42135 | International Commission on Large Dams (ICOLD)
Hydro | ATRO | Finland | Total | 44444 | International Commission on Large Dams (ICOLD)
Hydro | BUI | Ghana | Total | 45773 | International Commission on Large Dams (ICOLD)
Hydro | LAKE ECHO | Australia | Total | 48440 | International Commission on Large Dams (ICOLD)
Hydro | PETIT SAUT | France | Total | 55357 | International Commission on Large Dams (ICOLD)
Hydro | NZILO I | Congo (Dem. Rep. of) | Total | 55496 | International Commission on Large Dams (ICOLD)
Hydro | SEITAKORVA | Finland | Total | 57312 | International Commission on Large Dams (ICOLD)
Hydro | THAC BA | Viet Nam | Total | 58750 | International Commission on Large Dams (ICOLD)
Hydro | MELO | Finland | Total | 62250 | International Commission on Large Dams (ICOLD)
Hydro | FAUX LA MONTAGNE | France | Total | 64286 | International Commission on Large Dams (ICOLD)
Hydro | PAMILO | Finland | Total | 64453 | International Commission on Large Dams (ICOLD)
Hydro | MTERA | Tanzania (United Rep. Of) | Total | 78571 | International Commission on Large Dams (ICOLD)
Hydro | KARIBA | Zambia | Total | 79688 | International Commission on Large Dams (ICOLD)
Hydro | RUSKEAKOSKI | Finland | Total | 81250 | International Commission on Large Dams (ICOLD)
Hydro | IRKUTSK | Russia (Russian Fed.) | Total | 82500 | International Commission on Large Dams (ICOLD)
Hydro | MAHINERANGI | New Zealand | Total | 136000 | International Commission on Large Dams (ICOLD)
Hydro | DOCTOR GABRIEL TERRA | Uruguay | Total | 136306 | International Commission on Large Dams (ICOLD)
Hydro | BUYO | Ivory Coast | Total | 137270 | International Commission on Large Dams (ICOLD)
Hydro | BAIT_N | Panama | Total | 163728 | International Commission on Large Dams (ICOLD)
Hydro | MWADINGUISHA | Congo (Dem. Rep. of) | Total | 193396 | International Commission on Large Dams (ICOLD)
Hydro | AYAME 1 | Ivory Coast | Total | 285714 | International Commission on Large Dams (ICOLD)
Hydro | AMBUKLAO | Philippines | Total | 304889 | International Commission on Large Dams (ICOLD)
Hydro | PATEA | New Zealand | Total | 514167 | International Commission on Large Dams (ICOLD)
Hydro | ARTHURS LAKE | Australia | Total | 807375 | International Commission on Large Dams (ICOLD)
Hydro | CHANGUINOLA | Panama | Total | 913002 | International Commission on Large Dams (ICOLD)
Hydro | ALKUMRU | Turkey | Total | 1246259 | International Commission on Large Dams (ICOLD)
Hydro | TAINIONKOSKI | Finland | Total | 1363636 | International Commission on Large Dams (ICOLD)
Hydro | PRIMAVERA | Brazil | Total | 2142857 | International Commission on Large Dams (ICOLD)
Hydro | PUNTARIKOSKI | Finland | Total | 2663636 | International Commission on Large Dams (ICOLD)
NG- | Power Plant | USA | Indirect | 33.11 | Spitzley & Keoleian (2005)
NG- | DOE Lifecycle | US | Indirect | 141.45 | Fthenakis & Kim (2009)
NG- | Marcellus Shale | USA | Indirect | 143.94 | NETL (2014)
NG- | Average USA | USA | Indirect | 215.39 | Bryce (2011)
NG- | GTSC, Marcellus shale | USA | Indirect | 240.86 | NETL (2014)
NG- | NGCC, Barnett shale | USA | Indirect | 247.43 | NETL (2014)
NG- | NGCC | USA | Indirect | 268.95 | NETL (2014)
NG- | Alberta 1 | Canada | Indirect | 283.33 | Jordaan (2010)
NG- | US domestic mix (2010) | USA | Indirect | 309.83 | NETL (2014)
NG- | NGCC with conventional, onshore | USA | Indirect | 404.5 | NETL (2014)
NG- | GTSC with unconventional, Barnett shale | USA | Indirect | 414.03 | NETL (2014)
NG- | Gas stripper well | USA | Indirect | 422.8 | Bryce (2011)
NG- | GTSC with conventional, associated | USA | Indirect | 450.04 | NETL (2014)
NG- | NGCC with unconventional, tight gas | USA | Indirect | 460.44 | NETL (2014)
NG- | GTSC with US domestic mix (2010) | USA | Indirect | 518.44 | NETL (2014)
NG- | GTSC with conventional, onshore | USA | Indirect | 676.86 | NETL (2014)
NG- | GTSC with unconventional, tight gas | USA | Indirect | 770.46 | NETL (2014)
NG- | Alberta 2 | Canada | Indirect | 1133.33 | Jordaan (2010)
NG+ | USA 2 | USA | Indirect | 100 | McDonald et al. (2009)
NG+ | N. America 1 | North America | Indirect | 540 | Boyce & Naugle (2011)
NG+ | N. America 2 | North America | Indirect | 3168 | Boyce & Naugle (2011)
NG+ | USA 1 | USA | Indirect | 3600 | McDonald et al. (2009)
Nuclear | Cigar Lake | Canada | Indirect | 0.00678 | OECD, 2008
Nuclear | Ranger | Australia | Indirect | 0.00862 | Mudd, 2007 and Harries et al., 1997
Nuclear | Crystal River Nuclear Plant | USA | Direct | 0.01 | Original Data Collection
Nuclear | Kewaunee Nuclear Power Plant | USA | Direct | 0.01 | Original Data Collection
Nuclear | Open pit | USA | Indirect | 0.01536 | Finch, 1997
Nuclear | Undergound | China | Indirect | 0.02238 | Eliasson & Lee, 2003
Nuclear | Mary Kathleen | Australia | Indirect | 0.02908 | Harries et al., 1997
Nuclear | Nabarlek | Australia | Indirect | 0.0318 | Mudd, 2007 and Evans et al., 2005
Nuclear | Rossing | Namibia | Indirect | 0.03556 | Rossing, 2010
Nuclear | Pinon Ridge | USA | Indirect | 0.04833 | Energy Fuels, 2009
Nuclear | Rum Jungle | Australia | Indirect | 0.05502 | Harries et al., 1997
Nuclear | Deep, Low | USA | Indirect | 0.0603 | OSTI
Nuclear | Open Pit | China | Indirect | 0.06276 | Eliasson & Lee, 2003
Nuclear | Deep, High | USA | Indirect | 0.0786 | OSTI
Nuclear | Deep, Med | USA | Indirect | 0.0857 | OSTI
Nuclear | Solution, High | USA | Indirect | 0.8607 | OSTI
Nuclear | Solution, Low | USA | Indirect | 0.8608 | OSTI
Nuclear | Solution, Med | USA | Indirect | 0.8608 | OSTI
Nuclear | Surface, Med | USA | Indirect | 1.2251 | OSTI
Nuclear | Surface, Low | USA | Indirect | 1.2252 | OSTI
Nuclear | Surface, High | USA | Indirect | 1.2252 | OSTI
Nuclear | Indian Point Station | USA | Direct | 1.48 | Original Data Collection
Nuclear | San Onofre Nuclear Generating Station | USA | Direct | 2.58 | Original Data Collection
Nuclear | Palisades Nuclear Plant | USA | Direct | 2.71 | Original Data Collection
Nuclear | William B. McGuire Nuclear Station | USA | Direct | 2.73 | Original Data Collection
Nuclear | Diablo Canyon Nuclear Power Plant | USA | Direct | 2.75 | Original Data Collection
Nuclear | Donald C. Cook Nuclear Power Plant | USA | Direct | 2.82 | Original Data Collection
Nuclear | Limerick Generating Station | USA | Direct | 2.91 | Original Data Collection
Nuclear | Hope Creek Generating Station | USA | Direct | 3.21 | Original Data Collection
Nuclear | Brunswick Steam Electric Plant | USA | Direct | 3.5 | Original Data Collection
Nuclear | Point Beach Nuclear Plant | USA | Direct | 3.64 | Original Data Collection
Nuclear | Millstone Nuclear Power Plant | USA | Direct | 3.66 | Original Data Collection
Nuclear | Seabrook Station | USA | Direct | 3.7 | Original Data Collection
Nuclear | Nine Mile Point Nuclear Station | USA | Direct | 3.77 | Original Data Collection
Nuclear | Calvert Cliffs Nuclear Power Plant | USA | Direct | 3.96 | Original Data Collection
Nuclear | Byron Station | USA | Direct | 4.22 | Original Data Collection
Nuclear | Vogtle Electric Generating Plant | USA | Direct | 4.24 | Original Data Collection, EIA
Nuclear | Salem Nuclear Generating Station | USA | Direct | 4.28 | Original Data Collection
Nuclear | Pilgrim Nuclear Power Station | USA | Direct | 4.47 | Original Data Collection
Nuclear | Susquehanna Steam Electric Station | USA | Direct | 4.56 | Original Data Collection
Nuclear | Beaver Valley | USA | Direct | 4.64 | Original Data Collection
Nuclear | Robert Emmett Ginna Nuclear Power Plant | USA | Direct | 4.66 | Original Data Collection
Nuclear | Peach Bottom Atomic Power Station | USA | Direct | 4.96 | Original Data Collection
Nuclear | Clinton Power Station | USA | Direct | 5.44 | Original Data Collection
Nuclear | Oyster Creek Generating Station | USA | Direct | 5.46 | Original Data Collection
Nuclear | Cooper Nuclear Station | USA | Direct | 6.12 | Original Data Collection
Nuclear | Comanche Peak Steam Electric Station | USA | Direct | 6.23 | Original Data Collection
Nuclear | Arkansas Nuclear One | USA | Direct | 6.3 | Original Data Collection
Nuclear | Oconee Nuclear Station | USA | Direct | 6.32 | Original Data Collection
Nuclear | Catawba Nuclear Station | USA | Direct | 6.33 | Original Data Collection
Nuclear | Edwin I. Hatch Nuclear Plant | USA | Direct | 6.37 | Original Data Collection
Nuclear | Waterford Steam Electric Station | USA | Direct | 6.53 | Original Data Collection
Nuclear | Surry Power Station | USA | Direct | 6.81 | Original Data Collection
Nuclear | Joseph M. Farley Nuclear Plant | USA | Direct | 6.87 | Original Data Collection
Nuclear | Browns Ferry Nuclear Power Station | USA | Direct | 7.01 | Original Data Collection
Nuclear | Vermont Yankee Nuclear Power Station | USA | Direct | 7.21 | Original Data Collection
Nuclear | Perry Nuclear Power Station | USA | Direct | 7.25 | Original Data Collection
Nuclear | North Anna Power Station | USA | Direct | 7.52 | Original Data Collection
Nuclear | James A. FitzPatrick Nuclear Power Plant | USA | Direct | 7.67 | Original Data Collection
Nuclear | Palo Verde Generating Station | USA | Direct | 7.89 | Original Data Collection
Nuclear | St. Lucie Plant | USA | Direct | 8.05 | Original Data Collection
Nuclear | Three Mile Island Nuclear Station | USA | Direct | 8.13 | Original Data Collection
Nuclear | Fort Calhoun Station | USA | Direct | 8.15 | Original Data Collection
Nuclear | Enrico Fermi Atomic Power Plant | USA | Direct | 8.25 | Original Data Collection
Nuclear | Sequoyah Nuclear Plant | USA | Direct | 8.58 | Original Data Collection
Nuclear | Grand Gulf Nuclear Station | USA | Direct | 8.79 | Original Data Collection
Nuclear | Prairie Island Nuclear Generating Plant | USA | Direct | 9.35 | Original Data Collection
Nuclear | Davis-Besse Nuclear Power Station | USA | Direct | 10.1 | Original Data Collection
Nuclear | Monticello Nuclear Generating Plant | USA | Direct | 10.23 | Original Data Collection
Nuclear | Quad-Cities Station | USA | Direct | 11.22 | Original Data Collection
Nuclear | Shearon Harris Nuclear Power Plant | USA | Direct | 11.66 | Original Data Collection
Nuclear | River Bend Station | USA | Direct | 11.79 | Original Data Collection
Nuclear | Duane Arnold Energy Center | USA | Direct | 13.33 | Original Data Collection
Nuclear | Callaway Plant | USA | Direct | 13.38 | Original Data Collection
Nuclear | H. B. Robinson Plant | USA | Direct | 17.12 | Original Data Collection
Nuclear | Wolf Creek Generation Station | USA | Direct | 18.33 | Original Data Collection
Nuclear | Watts Bar Nuclear Plant | USA | Direct | 18.52 | Original Data Collection
Nuclear | Virgil C. Summer Nuclear Station | USA | Direct | 19.89 | Original Data Collection
Nuclear | Washington Nuclear Project (WNP) | USA | Direct | 29.62 | Original Data Collection
Nuclear | Dresden Nuclear Power Station | USA | Direct | 36.73 | Original Data Collection
Nuclear | La Salle County Station | USA | Direct | 60.3 | Original Data Collection
Nuclear | Braidwood Station | USA | Direct | 74.5 | Original Data Collection
Nuclear | South Texas Project | USA | Direct | 152.05 | Original Data Collection
Nuclear | Turkey Point Plant | USA | Direct | 223.27 | Original Data Collection
Solar CSP | Priolo MS-CSP | Italy | Direct | 281 | Piemonte et al. (2011)
Solar CSP | Bokpoort | South Africa | Direct | 434.78 | Lilliestam et al. (2021)
Solar CSP | Rende-CSP Plant | Italy | Direct | 666.67 | Lilliestam et al. (2021)
Solar CSP | Archimede | Italy | Direct | 869.57 | Lilliestam et al. (2021)
Solar CSP | Kathu Solar Park | South Africa | Direct | 900 | Lilliestam et al. (2021)
Solar CSP | Astexol II | Spain | Direct | 941.18 | Lilliestam et al. (2021)
Solar CSP | Victorville 2 hybrid | USA | Direct | 960 | Ong et al. (2013)
Solar CSP | Solana Generating Station | USA | Direct | 984.85 | Lilliestam et al. (2021)
Solar CSP | Ashalim Plot B / Megalim | Israel | Direct | 1000 | Lilliestam et al. (2021)
Solar CSP | Aste 1B | Spain | Direct | 1000 | Lilliestam et al. (2021)
Solar CSP | Lanzhou Dacheng Dunhuang (DCTC Dunhuang) - 10MW Fresnel | China | Direct | 1000 | Lilliestam et al. (2021)
Solar CSP | Solnova 1 | Spain | Direct | 1013.04 | Lilliestam et al. (2021)
Solar CSP | Solnova 3 | Spain | Direct | 1013.04 | Lilliestam et al. (2021)
Solar CSP | Solnova 4 | Spain | Direct | 1013.04 | Lilliestam et al. (2021)
Solar CSP | Aste 1A | Spain | Direct | 1058.82 | Lilliestam et al. (2021)
Solar CSP | Saguache Solar | USA | Direct | 1065 | Ong et al. (2013)
Solar CSP | Solaben 1 | Spain | Direct | 1100 | Lilliestam et al. (2021)
Solar CSP | Solaben 2 | Spain | Direct | 1100 | Lilliestam et al. (2021)
Solar CSP | Solaben 3 | Spain | Direct | 1100 | Lilliestam et al. (2021)
Solar CSP | Solaben 6 | Spain | Direct | 1100 | Lilliestam et al. (2021)
Solar CSP | Solacor 1 | Spain | Direct | 1100 | Lilliestam et al. (2021)
Solar CSP | Solacor 2 | Spain | Direct | 1100 | Lilliestam et al. (2021)
Solar CSP | Termosol 1 | Spain | Direct | 1111.11 | Lilliestam et al. (2021)
Solar CSP | Termosol 2 | Spain | Direct | 1111.11 | Lilliestam et al. (2021)
Solar CSP | Hidden Hills 1 | USA | Direct | 1115.5 | Ong et al. (2013)
Solar CSP | Hidden Hills 2 | USA | Direct | 1115.5 | Ong et al. (2013)
Solar CSP | Andasol 3 | Spain | Direct | 1142.86 | Lilliestam et al. (2021)
Solar CSP | La Dehesa | Spain | Direct | 1142.86 | Lilliestam et al. (2021)
Solar CSP | La Florida | Spain | Direct | 1142.86 | Lilliestam et al. (2021)
Solar CSP | Helioenergy 1 | Spain | Direct | 1157.9 | Lilliestam et al. (2021)
Solar CSP | Helioenergy 2 | Spain | Direct | 1157.9 | Lilliestam et al. (2021)
Solar CSP | Tonopah (Crescent Dunes) | USA | Direct | 1165 | Ong et al. (2013)
Solar CSP | Palma del R√≠o II | Spain | Direct | 1168.83 | Lilliestam et al. (2021)
Solar CSP | Palma del R√≠o I | Spain | Direct | 1179.04 | Lilliestam et al. (2021)
Solar CSP | Shams 1 | United Arab Emirates | Direct | 1190.48 | Lilliestam et al. (2021)
Solar CSP | Dhursar | India | Direct | 1214.29 | Lilliestam et al. (2021)
Solar CSP | Abengoa Mojave | USA | Direct | 1240.5 | Ong et al. (2013)
Solar CSP | Casablanca | Spain | Direct | 1250 | Lilliestam et al. (2021)
Solar CSP | Manchasol 2 | Spain | Direct | 1257.86 | Lilliestam et al. (2021)
Solar CSP | Andasol 1 | Spain | Direct | 1265.82 | Lilliestam et al. (2021)
Solar CSP | Andasol 2 | Spain | Direct | 1265.82 | Lilliestam et al. (2021)
Solar CSP | Extresol 1 | Spain | Direct | 1265.82 | Lilliestam et al. (2021)
Solar CSP | Extresol 2 | Spain | Direct | 1265.82 | Lilliestam et al. (2021)
Solar CSP | Extresol 3 | Spain | Direct | 1265.82 | Lilliestam et al. (2021)
Solar CSP | Manchasol 1 | Spain | Direct | 1265.82 | Lilliestam et al. (2021)
Solar CSP | Palmdale Hybrid Gas/solar Plant | USA | Direct | 1266 | Ong et al. (2013)
Solar CSP | Godawari Solar Project | India | Direct | 1271.19 | Lilliestam et al. (2021)
Solar CSP | Genesis Solar Energy Project | USA | Direct | 1278.95 | Hernandez et al. (2015) & EIA 923 data
Solar CSP | Quartzsite | USA | Direct | 1279.5 | Ong et al. (2013)
Solar CSP | La Risca - Alvarado I | Spain | Direct | 1285.71 | Lilliestam et al. (2021)
Solar CSP | Majadas I | Spain | Direct | 1291.87 | Lilliestam et al. (2021)
Solar CSP | Arcosol 50 (Valle I) | Spain | Direct | 1314.29 | Lilliestam et al. (2021)
Solar CSP | Termesol 50 | Spain | Direct | 1314.29 | Lilliestam et al. (2021)
Solar CSP | Rio Mesa 1 | USA | Direct | 1322 | Ong et al. (2013)
Solar CSP | Rio Mesa 2 | USA | Direct | 1322 | Ong et al. (2013)
Solar CSP | Rio Mesa 3 | USA | Direct | 1322 | Ong et al. (2013)
Solar CSP | Arenales | Spain | Direct | 1325.3 | Lilliestam et al. (2021)
Solar CSP | Power China Qinghai Gonghe - 50MW Tower | China | Direct | 1337.58 | Lilliestam et al. (2021)
Solar CSP | CSNP Urat - 100MW Trough | China | Direct | 1342.86 | Lilliestam et al. (2021)
Solar CSP | Mojave Solar Project | USA | Direct | 1381.32 | Lilliestam et al. (2021)
Solar CSP | Crossroad Solar | USA | Direct | 1388.5 | Ong et al. (2013)
Solar CSP | Puerto Errado 2 Thermosolar Power Plant | Spain | Direct | 1428.57 | Lilliestam et al. (2021)
Solar CSP | Kimberlina | USA | Direct | 1431 | Ong et al. (2013)
Solar CSP | Ibersol Ciudad Real (Puertollano) | Spain | Direct | 1456.31 | Lilliestam et al. (2021)
Solar CSP | La Africana | Spain | Direct | 1470.59 | Lilliestam et al. (2021)
Solar CSP | Nevada Solar One | USA | Direct | 1471.64 | Ong et al. (2013)
Solar CSP | Lanzhou Dacheng Dunhuang (DCTC Dunhuang) - 50MW Fresnel | China | Direct | 1495.33 | Lilliestam et al. (2021)
Solar CSP | Lebrija 1 | Spain | Direct | 1566.67 | Lilliestam et al. (2021)
Solar CSP | Mor√≥n | Spain | Direct | 1600 | Lilliestam et al. (2021)
Solar CSP | Olivenza 1 | Spain | Direct | 1600 | Lilliestam et al. (2021)
Solar CSP | Orellana | Spain | Direct | 1610.17 | Lilliestam et al. (2021)
Solar CSP | Shouhang Dunhuang Phase II - 100 MW Tower | China | Direct | 1656.32 | Lilliestam et al. (2021)
Solar CSP | Rice Solar | USA | Direct | 1706 | Ong et al. (2013)
Solar CSP | SUPCON Delingha 50 MW Tower | China | Direct | 1712.33 | Lilliestam et al. (2021)
Solar CSP | eLLO Solar Thermal Project | France | Direct | 1732.67 | Lilliestam et al. (2021)
Solar CSP | Agua Prieta II | Mexico | Direct | 1764.71 | Lilliestam et al. (2021)
Solar CSP | Gemasolar Thermosolar Plant / Solar TRES | Spain | Direct | 1772.73 | Lilliestam et al. (2021)
Solar CSP | Plant Solar 20 (PS20) | Spain | Direct | 1852 | Smil (2015)
Solar CSP | Guzm√°n | Spain | Direct | 1923.08 | Lilliestam et al. (2021)
Solar CSP | Enerstar | Spain | Direct | 2100 | Lilliestam et al. (2021)
Solar CSP | Borges Termosolar | Spain | Direct | 2176.87 | Lilliestam et al. (2021)
Solar CSP | Megha Solar Plant | India | Direct | 2200 | Lilliestam et al. (2021)
Solar CSP | CEEC Hami - 50MW Tower | China | Direct | 2217.74 | Lilliestam et al. (2021)
Solar CSP | Solar Two | USA | Direct | 2226 | Ong et al. (2013)
Solar CSP | Ivanpah Solar Electric Generating System (ISEGS) | USA | Direct | 2229.05 | Hernandez et al. (2015) & EIA 923 data
Solar CSP | SEGS (all) | USA | Direct | 2271.83 | Ong et al. (2013)
Solar CSP | Puerto Errado 1 Thermosolar Power Plant | Spain | Direct | 2500 | Lilliestam et al. (2021)
Solar CSP | Coalinga | USA | Direct | 2555 | Ong et al. (2013)
Solar CSP | Badaling Dahan 1 MW Tower | China | Direct | 2631.58 | Lilliestam et al. (2021)
Solar CSP | Stillwater GeoSolar Hybrid Plant | USA | Direct | 2666.67 | Lilliestam et al. (2021)
Solar CSP | Planta Solar 10 (PS10) | Spain | Direct | 2675 | Smil (2015)
Solar CSP | Helios I | Spain | Direct | 2680.41 | Lilliestam et al. (2021)
Solar CSP | Helios II | Spain | Direct | 2680.41 | Lilliestam et al. (2021)
Solar CSP | LuNeng Haixi - 50MW Tower | China | Direct | 2687.5 | Lilliestam et al. (2021)
Solar CSP | Ford Dry Lake (Genesis) | USA | Direct | 3043.28 | Ong et al. (2013)
Solar CSP | Jemalong Solar Thermal Station | Australia | Direct | 4545.46 | Lilliestam et al. (2021)
Solar CSP | Martin Next Generation | USA | Direct | 7226.79 | Ong et al. (2013)
Solar CSP | Airlight Energy Ait-Baha Pilot Plant | Morocco | Direct | 10041.84 | Lilliestam et al. (2021)
Solar CSP | ASE Demo Plant | Italy | Direct | 10714.29 | Lilliestam et al. (2021)
Solar CSP | Crescent Dunes Solar Energy Project | USA | Direct | 13000 | Lilliestam et al. (2021)
Solar CSP | Thai Solar Energy 1 | Thailand | Direct | 13750 | Lilliestam et al. (2021)
Solar PV | Victor Phelan Solar One | USA | Total | 385.89 | Hernandez et al. (2015) & EIA 923 data
Solar PV | SunEdison Alamosa PV Plant (Fixed-Tilt) | USA | Total | 511.94 | Ong et al. (2013) & EIA 923 data
Solar PV | Chuckawalla State Prison PV Plant | USA | Total | 613.29 | Ong et al. (2013) & EIA 923 data
Solar PV | Sunset Reservoir | USA | Total | 932.52 | Ong et al. (2013) & EIA 923 data
Solar PV | Kapolei Sustainable Energy Park | USA | Total | 980.46 | Ong et al. (2013) & EIA 923 data
Solar PV | California Valley Solar Ranch | USA | Total | 1053.73 | Hernandez et al. (2015) & EIA 923 data
Solar PV | 6th St Solar Park of Gainesville, LLC | USA | Total | 1059.82 | Original Data Collection
Solar PV | Mountain View Solar | USA | Total | 1109.64 | Original Data Collection
Solar PV | Deming Solar Energy Center | USA | Total | 1123.95 | Ong et al. (2013) & EIA 923 data
Solar PV | Colorado State University Pueblo Plant | USA | Total | 1166.08 | Ong et al. (2013) & EIA 923 data
Solar PV | Apex | USA | Total | 1191.98 | Original Data Collection
Solar PV | Alpaugh North | USA | Total | 1209.66 | Hernandez et al. (2015) & EIA 923 data
Solar PV | Space Coast Next Generation Solar Energy Center (FPL) | USA | Total | 1219.8 | Original Data Collection
Solar PV | Linden Solar Farm | USA | Total | 1246.05 | Original Data Collection
Solar PV | Topaz Solar Farm | USA | Total | 1280.86 | Hernandez et al. (2015) & EIA 923 data
Solar PV | Copper Crossing Solar Ranch | USA | Total | 1290.15 | Ong et al. (2013) & EIA 923 data
Solar PV | San Luis Valley Solar Ranch | USA | Total | 1330.73 | Ong et al. (2013) & EIA 923 data
Solar PV | Exelon City Solar | USA | Total | 1342.78 | Ong et al. (2013) & EIA 923 data
Solar PV | White River | USA | Total | 1357.09 | Hernandez et al. (2015) & EIA 923 data
Solar PV | Yardville Solar Farm | USA | Total | 1363.82 | Original Data Collection
Solar PV | Hyder Plant | USA | Total | 1471.72 | Ong et al. (2013) & EIA 923 data
Solar PV | Palm Springs project 1 | USA | Total | 1510.1 | Ong et al. (2013) & EIA 923 data
Solar PV | Spectrum Solar | USA | Total | 1512.23 | Original Data Collection
Solar PV | Bruceville Solar Farm | USA | Total | 1513.47 | Ong et al. (2013) & EIA 923 data
Solar PV | Agua Caliente | USA | Total | 1539.18 | Ong et al. (2013) & EIA 923 data
Solar PV | Tuusso Energy Antelope Plant/"TA-High Desert" | USA | Total | 1542.17 | Ong et al. (2013) & EIA 923 data
Solar PV | Progress Solar - One | USA | Total | 1557.98 | Original Data Collection
Solar PV | Cotton Center Plant | USA | Total | 1568.81 | Ong et al. (2013) & EIA 923 data
Solar PV | Silver Lake Solar Farm | USA | Total | 1591.71 | Original Data Collection
Solar PV | Chino Plant | USA | Total | 1614.85 | Ong et al. (2013) & EIA 923 data
Solar PV | Desert Sunlight Solar Farm | USA | Total | 1642.74 | Hernandez et al. (2015) & EIA 923 data
Solar PV | Ararat Rock Solar Farm | USA | Total | 1661.88 | Original Data Collection
Solar PV | Wal-Mart Apple Valley PV Plant | USA | Total | 1673.22 | Ong et al. (2013) & EIA 923 data
Solar PV | Cogentrix Alamosa Solar Generating Project | USA | Total | 1722.97 | Ong et al. (2013) & EIA 923 data
Solar PV | Dillard Solar Farm | USA | Total | 1735.95 | Ong et al. (2013) & EIA 923 data
Solar PV | Trenton Solar Farm | USA | Total | 1736.34 | Original Data Collection
Solar PV | Janssen Pharmaceutical Solar Power System | USA | Total | 1768.19 | Original Data Collection
Solar PV | Mueller Road Holyoke Plant | USA | Total | 1773.05 | Ong et al. (2013) & EIA 923 data
Solar PV | Vaca-Dixon Solar Station | USA | Total | 1776.05 | Ong et al. (2013) & EIA 923 data
Solar PV | Aero Jet Solar Project | USA | Total | 1792.73 | Ong et al. (2013) & EIA 923 data
Solar PV | Nellis Air Force Base Solar Star | USA | Total | 1815.85 | Original Data Collection
Solar PV | Centinela Solar Energy | USA | Total | 1879.2 | Hernandez et al. (2015) & EIA 923 data
Solar PV | Cimarron | USA | Total | 1902.85 | Ong et al. (2013) & EIA 923 data
Solar PV | Avra Valley | USA | Total | 1923.24 | Ong et al. (2013) & EIA 923 data
Solar PV | China Lake PV Plant | USA | Total | 1928.14 | Ong et al. (2013) & EIA 923 data
Solar PV | Roadrunner Solar Facility | USA | Total | 1941.34 | Ong et al. (2013) & EIA 923 data
Solar PV | Albuquerque Solar Center | USA | Total | 1969.94 | Ong et al. (2013) & EIA 923 data
Solar PV | Copper Mountain Solar 2 | USA | Total | 1978.66 | Original Data Collection
Solar PV | City of Madera Waste Water | USA | Total | 1992.37 | Ong et al. (2013) & EIA 923 data
Solar PV | BNB Napoleon Solar LLC | USA | Total | 1997.57 | Ong et al. (2013) & EIA 923 data
Solar PV | Alpine Solar Project | USA | Total | 2022.85 | Hernandez et al. (2015) & EIA 923 data
Solar PV | West Tennessee Solar Farm | USA | Total | 2053.53 | Ong et al. (2013) & EIA 923 data
Solar PV | Sandy Cross Solar Farms | USA | Total | 2073.45 | Original Data Collection
Solar PV | Silver State North Solar Project | USA | Total | 2087.82 | Original Data Collection
Solar PV | Alamogordo Solar Center | USA | Total | 2108.45 | Ong et al. (2013) & EIA 923 data
Solar PV | Kammerer Solar Farm | USA | Total | 2113.97 | Ong et al. (2013) & EIA 923 data
Solar PV | SunEdison Jal | USA | Total | 2139.58 | Ong et al. (2013) & EIA 923 data
Solar PV | Kalaeloa Oahu | USA | Total | 2155.1 | Ong et al. (2013) & EIA 923 data
Solar PV | Blue Wing Solar | USA | Total | 2172.06 | Ong et al. (2013) & EIA 923 data
Solar PV | Porterville Solar Plant | USA | Total | 2180.05 | Ong et al. (2013) & EIA 923 data
Solar PV | PSEG Jacksonville Solar Farm | USA | Total | 2199.62 | Original Data Collection
Solar PV | Indian Orchard Solar | USA | Total | 2208.31 | Ong et al. (2013) & EIA 923 data
Solar PV | DeSoto Next Generation Solar Energy Center (FPL) | USA | Total | 2246.2 | Original Data Collection
Solar PV | Alpaugh 50 PV Solar | USA | Total | 2250.06 | Hernandez et al. (2015) & EIA 923 data
Solar PV | Stillwater Solar - Geothermal Plant | USA | Total | 2251.83 | Original Data Collection
Solar PV | Shelby Solar Project | USA | Total | 2277.43 | Original Data Collection
Solar PV | Las Vegas Solar Center | USA | Total | 2279.62 | Original Data Collection
Solar PV | Hayward Wastewater PV Plant | USA | Total | 2306.58 | Ong et al. (2013) & EIA 923 data
Solar PV | CALRENEW-1 | USA | Total | 2345.86 | Ong et al. (2013) & EIA 923 data
Solar PV | Paloma Plant | USA | Total | 2359.03 | Ong et al. (2013) & EIA 923 data
Solar PV | Sacramento Soleil | USA | Total | 2391.84 | Ong et al. (2013) & EIA 923 data
Solar PV | SAS Solar Farm 1 and 2 | USA | Total | 2398.22 | Original Data Collection
Solar PV | Grand Ridge Solar Plant | USA | Total | 2428.64 | Ong et al. (2013) & EIA 923 data
Solar PV | Hatch Solar Center | USA | Total | 2536.65 | Ong et al. (2013) & EIA 923 data
Solar PV | Ironwood State Prison PV Plant | USA | Total | 2542.62 | Ong et al. (2013) & EIA 923 data
Solar PV | Wyandot Solar | USA | Total | 2690.05 | Ong et al. (2013) & EIA 923 data
Solar PV | Avenal Solar Park (Sun City, Sand Drag, Avenal Park) | USA | Total | 2691.84 | Ong et al. (2013) & EIA 923 data
Solar PV | Neuse River Waste Water Treatment Plant Solar Array | USA | Total | 2705.71 | Original Data Collection
Solar PV | Questa | USA | Total | 2744.66 | Ong et al. (2013) & EIA 923 data
Solar PV | Dover Sun Park | USA | Total | 2752.29 | Ong et al. (2013) & EIA 923 data
Solar PV | Mount St. Mary's University | USA | Total | 2769 | Ong et al. (2013) & EIA 923 data
Solar PV | Pocono Raceway | USA | Total | 2809.56 | Ong et al. (2013) & EIA 923 data
Solar PV | Newberry Springs PV Plant | USA | Total | 3014.22 | Ong et al. (2013) & EIA 923 data
Solar PV | Austin Energy Webberville | USA | Total | 3032.46 | Ong et al. (2013) & EIA 923 data
Solar PV | Alpaugh Atwell Island West | USA | Total | 3081.59 | Hernandez et al. (2015) & EIA 923 data
Solar PV | Bellevue Solar | USA | Total | 3336.75 | Ong et al. (2013) & EIA 923 data
Solar PV | AV Solar Ranch One | USA | Total | 3487.4 | Hernandez et al. (2015) & EIA 923 data
Solar PV | Copper Mountain Solar 3 | USA | Total | 3648.58 | Original Data Collection
Solar PV | Yamhill Solar | USA | Total | 3682.13 | Ong et al. (2013) & EIA 923 data
Solar PV | Orion Solar | USA | Total | 3868.47 | Hernandez et al. (2015) & EIA 923 data
Solar PV | Wayne Solar I | USA | Total | 4191.07 | Original Data Collection
Solar PV | Mesquite Solar Total | USA | Total | 4657.61 | Ong et al. (2013) & EIA 923 data
Solar PV | Springerville | USA | Total | 6786.15 | Ong et al. (2013) & EIA 923 data
Solar PV | Catalina Solar Project (Catalina Renewable Energy) | USA | Total | 9470.26 | Hernandez et al. (2015) & EIA 923 data
Wind- | Smoky Hills Wind Farm Phase I & II | USA | Total | 32.01 | Original Data Collection
Wind- | Red Hills Wind Farm | USA | Total | 34.91 | Original Data Collection
Wind- | Mountain View IV | USA | Total | 41.04 | Original Data Collection
Wind- | Moraine II | USA | Total | 44.59 | Original Data Collection
Wind- | Cohocton Wind Farm | USA | Total | 46.18 | Original Data Collection
Wind- | Centennial Wind Farm | USA | Total | 53.81 | Original Data Collection
Wind- | Waymart Wind Farm | USA | Total | 58.79 | Original Data Collection
Wind- | Biglow Canyon Phase I, II, III | USA | Total | 60.43 | Original Data Collection
Wind- | High Sheldon Wind Farm | USA | Total | 63.96 | Original Data Collection
Wind- | Blue Sky Green Field | USA | Total | 75.16 | Original Data Collection
Wind- | Grand Ridge Wind Energy Center | USA | Total | 77.22 | Original Data Collection
Wind- | Charles City wind farm | USA | Total | 77.55 | Original Data Collection
Wind- | Marengo Phase I | USA | Total | 77.74 | Original Data Collection
Wind- | Elkhorn Ridge Wind Energy Project | USA | Total | 79.56 | Original Data Collection
Wind- | Fenton Wind Project | USA | Total | 83.8 | Original Data Collection
Wind- | Story City wind farm | USA | Total | 85.96 | Original Data Collection
Wind- | Cedar Ridge Wind Farm | USA | Total | 91.36 | Original Data Collection
Wind- | Tatanka Wind Farm (SD/ND) | USA | Total | 94.18 | Original Data Collection
Wind- | Hopkins Ridge Wind Project | USA | Total | 104.02 | Original Data Collection
Wind- | Mountaineer Wind II | USA | Total | 105.41 | Original Data Collection
Wind- | Nine Canyon I and II | USA | Total | 109.96 | Original Data Collection
Wind- | Trimont Wind | USA | Total | 110.68 | Original Data Collection
Wind- | Condon Wind Project | USA | Total | 113.51 | Original Data Collection
Wind- | Foote Creek 1 | USA | Total | 119.68 | Original Data Collection
Wind- | Hancock County Wind Farm | USA | Total | 121.29 | Original Data Collection
Wind- | North Dakota Wind I&2 | USA | Total | 122.86 | Original Data Collection
Wind- | Combine Hills 1 & II | USA | Total | 124.98 | Original Data Collection
Wind- | Spring Canyon | USA | Total | 126.38 | Original Data Collection
Wind- | Hay Canyon | USA | Total | 129.62 | Original Data Collection
Wind- | Chanarambie | USA | Total | 134.13 | Original Data Collection
Wind- | Kittitas Valley Wind Power Project | USA | Total | 137.06 | Original Data Collection
Wind- | MinnDakota Wind Farm I & II | USA | Total | 145.08 | Original Data Collection
Wind- | Ainsworth Wind Energy Facility | USA | Total | 155.63 | Original Data Collection
Wind- | Top of Iowa Wind Farm | USA | Total | 161.21 | Original Data Collection
Wind- | Jeffers Wind Energy Center | USA | Total | 161.9 | Original Data Collection
Wind- | Noble Altona | USA | Total | 168.02 | Original Data Collection
Wind- | Providence Heights | USA | Total | 170.51 | Original Data Collection
Wind- | Mower County Wind Energy Center | USA | Total | 174.11 | Original Data Collection
Wind- | Peñascal Wind Farm | USA | Total | 182.96 | Original Data Collection
Wind- | Big Horn Wind project | USA | Total | 186.37 | Original Data Collection
Wind- | Shiloh II | USA | Total | 193.7 | Original Data Collection
Wind- | Beech Ridge Wind Farm | USA | Total | 196.74 | Original Data Collection
Wind- | Wild Horse Wind Power Project | USA | Total | 202.29 | Original Data Collection
Wind- | Spearville | USA | Total | 202.68 | Original Data Collection
Wind- | Crescent Ridge Phase I | USA | Total | 209.24 | Original Data Collection
Wind- | Goodnoe Hills | USA | Total | 209.53 | Original Data Collection
Wind- | Kibby Mountain and Kibby Ridge | USA | Total | 229.16 | Original Data Collection
Wind- | Mars Hill Wind | USA | Total | 236.98 | Original Data Collection
Wind- | Aragonne Wind LLC | USA | Total | 274.82 | Original Data Collection
Wind- | Meadow Lake Wind Farm | USA | Total | 280.35 | Original Data Collection
Wind- | Milford Wind Corridor Project Phase I | USA | Total | 285.06 | Original Data Collection
Wind- | Pine Tree Wind Project aka Wind Turbine Prometheus | USA | Total | 309.08 | Original Data Collection
Wind- | Leaning Juniper (Arlington) | USA | Total | 341.47 | Original Data Collection
Wind- | Allegheny Ridge Wind Farm I | USA | Total | 398.76 | Original Data Collection
Wind- | Mendota Hills | USA | Total | 561.06 | Original Data Collection
Wind- | Noble Ellenburg | USA | Total | 591.67 | Original Data Collection
Wind- | Hatchet Ridge Wind Project | USA | Total | 710.15 | Original Data Collection
Wind+ | Mars Hill Wind | USA | Total | 1709 | Original Data Collection
Wind+ | Hatchet Ridge Wind Project | USA | Total | 1784 | Original Data Collection
Wind+ | Mountaineer Wind II | USA | Total | 1812 | Original Data Collection
Wind+ | Mountain View IV | USA | Total | 1845 | Original Data Collection
Wind+ | Smoky Hills Wind Farm Phase I & II | USA | Total | 2020 | Original Data Collection
Wind+ | Cohocton Wind Farm | USA | Total | 2294 | Original Data Collection
Wind+ | Centennial Wind Farm | USA | Total | 2366 | Original Data Collection
Wind+ | Red Hills Wind Farm | USA | Total | 2850 | Original Data Collection
Wind+ | Spring Canyon | USA | Total | 3606 | Original Data Collection
Wind+ | Waymart Wind Farm | USA | Total | 4301 | Original Data Collection
Wind+ | Moraine II | USA | Total | 4616 | Original Data Collection
Wind+ | Jeffers Wind Energy Center | USA | Total | 4789 | Original Data Collection
Wind+ | Foote Creek 1 | USA | Total | 5528 | Original Data Collection
Wind+ | Kittitas Valley Wind Power Project | USA | Total | 5559 | Original Data Collection
Wind+ | Shiloh II | USA | Total | 5906 | Original Data Collection
Wind+ | Elkhorn Ridge Wind Energy Project | USA | Total | 6546 | Original Data Collection
Wind+ | Hancock County Wind Farm | USA | Total | 7520 | Original Data Collection
Wind+ | Ainsworth Wind Energy Facility | USA | Total | 7913 | Original Data Collection
Wind+ | High Sheldon Wind Farm | USA | Total | 8630 | Original Data Collection
Wind+ | Noble Altona | USA | Total | 9071 | Original Data Collection
Wind+ | Nine Canyon I and II | USA | Total | 9715 | Original Data Collection
Wind+ | Tatanka Wind Farm (SD/ND) | USA | Total | 10014 | Original Data Collection
Wind+ | Providence Heights | USA | Total | 10451 | Original Data Collection
Wind+ | Marengo Phase I | USA | Total | 11143 | Original Data Collection
Wind+ | Wild Horse Wind Power Project | USA | Total | 11184 | Original Data Collection
Wind+ | Top of Iowa Wind Farm | USA | Total | 11350 | Original Data Collection
Wind+ | Crescent Ridge Phase I | USA | Total | 11363 | Original Data Collection
Wind+ | Hay Canyon | USA | Total | 11886 | Original Data Collection
Wind+ | North Dakota Wind I&2 | USA | Total | 11907 | Original Data Collection
Wind+ | Kibby Mountain and Kibby Ridge | USA | Total | 12059 | Original Data Collection
Wind+ | Charles City wind farm | USA | Total | 12175 | Original Data Collection
Wind+ | Pine Tree Wind Project aka Wind Turbine Prometheus | USA | Total | 12268 | Original Data Collection
Wind+ | Goodnoe Hills | USA | Total | 12643 | Original Data Collection
Wind+ | Peñascal Wind Farm | USA | Total | 13264 | Original Data Collection
Wind+ | Hopkins Ridge Wind Project | USA | Total | 13301 | Original Data Collection
Wind+ | Blue Sky Green Field | USA | Total | 13310 | Original Data Collection
Wind+ | Fenton Wind Project | USA | Total | 13697 | Original Data Collection
Wind+ | Chanarambie | USA | Total | 14858 | Original Data Collection
Wind+ | Mendota Hills | USA | Total | 15046 | Original Data Collection
Wind+ | Condon Wind Project | USA | Total | 16280 | Original Data Collection
Wind+ | Aragonne Wind LLC | USA | Total | 16875 | Original Data Collection
Wind+ | Allegheny Ridge Wind Farm I | USA | Total | 16993 | Original Data Collection
Wind+ | Story City wind farm | USA | Total | 17512 | Original Data Collection
Wind+ | Biglow Canyon Phase I, II, III | USA | Total | 17831 | Original Data Collection
Wind+ | Noble Ellenburg | USA | Total | 17836 | Original Data Collection
Wind+ | Grand Ridge Wind Energy Center | USA | Total | 19147 | Original Data Collection
Wind+ | Milford Wind Corridor Project Phase I | USA | Total | 22850 | Original Data Collection
Wind+ | Cedar Ridge Wind Farm | USA | Total | 23582 | Original Data Collection
Wind+ | Combine Hills 1 & II | USA | Total | 23946 | Original Data Collection
Wind+ | Beech Ridge Wind Farm | USA | Total | 25767 | Original Data Collection
Wind+ | Trimont Wind | USA | Total | 32287 | Original Data Collection
Wind+ | Spearville | USA | Total | 35543 | Original Data Collection
Wind+ | MinnDakota Wind Farm I & II | USA | Total | 38441 | Original Data Collection
Wind+ | Leaning Juniper (Arlington) | USA | Total | 42317 | Original Data Collection
Wind+ | Meadow Lake Wind Farm | USA | Total | 46932 | Original Data Collection
Wind+ | Big Horn Wind project | USA | Total | 49030 | Original Data Collection
Wind+ | Mower County Wind Energy Center | USA | Total | 57056 | Original Data Collection

## Sheet3
Average of LUIE | Column Labels
Row Labels | Direct | Indirect | Total | Grand Total
Biomass |  |  | 160782.3571 | 160782.3571
Coal |  | 509.5 | 1364.5 | 1222
Geothermal |  |  | 141.1092 | 141.1092
Hydro |  |  | 14617.3122 | 14617.3122
NG- |  | 396.3994 |  | 396.3994
NG+ |  | 1852 |  | 1852
Nuclear | 15.1406 | 0.35779 |  | 11.7969
Solar CSP | 1954.1852 |  |  | 1954.1852
Solar PV |  |  | 2142.0629 | 2142.0629
Wind- |  |  | 169.7607 | 169.7607
Wind+ |  |  | 14781.1228 | 14781.1228
Grand Total | 1194.9208 | 368.622 | 14139.8934 | 12203.8286